## Overview
Optotune lens selector for entocentric lenses
1) Enter your preferred average (nominal) working distance: | [5 empty] | 1000 | mm |  |  |  | v07.03.2020
2) Enter the (horizontal) width of your object: | [5 empty] | 500 | mm
--> resulting horizontal field of view: | [5 empty] | 28.0725 | ° HFOV
3) Find an appropriate HFOV in the table and click to see a list of recommended lens configurations
Camera sensor | Mount | Imaging lens focal length (mm)
|  | <6 | 6 | 8 | 12 | 16 | 25 | 35 | 50 | 75 | 100 | >100
1/4” | S |  | 30° HFOV | 23° | 15° | 11° | 7° | 5° | 4° | 2.5° | 2°
C
1/3” | S |  | 44° * | 33° | 23° | 17° | 11° | 8° | 6° | 4° | 3°
| C |  |  |  |  | *
1/2” | S |  | 56° * | 44° | 30° | 23° | 15° | 10° | 7° | 5° | 4°
| C |  |  |  |  | *
2/3” | C |  | 73° | 58° | 40° | 31° | 20° | 14° | 10° | 7° | 5°
1” | C |  | 74° | 77° | 56° | 44° | 29° | 21° | 15° | 10° | 7°
[5 empty] | * | ** | * | * | *
30mm diag. | M42 |  | 128° | 114° | 91° | 75° | 52° | 39° | 28° | 19° | 14°
|  | Front lens configuration only |  |  |  |  | Back lens configuration only
Entocentric lens database |  |  | ** Customized lens in development
Telecentric lens database
Not possible
Possible with custom optics design
Vignetting with off-the-shelf lenses
Possible with off-the-shelf lenses
Custom design available
*
Front- or back-lens configuration

## Overview (Tele) (hidden)
Optotune lens selector - Telecentric
1) Enter your preferred average (nominal) working distance: | [5 empty] | 1000 | mm
2) Click into the field of interest to see a list of recommended lens configurations
Sensor format & camera |  | Imaging lens Magnification (Image/Object)
|  | < 0.1 | 0.1 ~0.2 | 0.2~0.3 | 0.3~0.4 | 0.4~0.5 | 0.5~0.75 | 0.75~1 | 1~3 | 3~5 | 5~8 | >100
1/4” | C-mount |  | 30° HFOV | 23° | 15° | 11° | 7° | 5° | 4° | 2.5° | 2°
1/3” | C-mount |  | 44° | 33° | 23° | 17° | 11° | 8° | 6° | 4° | 3°
1/2” | C-mount |  | 56° | 44° | 30° | 23° | 15° | 10° | 7° | 5° | 4°
2/3” | C-mount |  | 73° | 58° | 40° | 31° | 20° | 14° | 10° | 7° | 5°
1” | C-mount |  | 74° | 77° | 56° | 44° | 29° | 21° | 15° | 10° | 7°
Not possible
Possible with custom optics design
Vignetting with off-the-shelf lenses
Possible with OTS lenses

## 0.25" & 6mm
1/4" sensors & 6mm focal length
Back to overview
Imaging lens | [6 empty] | Optotune lens |  |  |  | Typical WD range (mm)
Brand | Model (incl. weblink) | Focal length | Mount | Format | Filter thread | List price range | Model | List price range | Position | Spacers behind EL for infinite WD | Nominal WD (w/ ETL 0 dpt) | WD max | WD min | Vignetting | Smallest recommended pixel size (um) | Test report available | Comments
Lensation | Lensagon B3M6016 | 6 | S-mount | 1/2.5" | None | <100$ | EL-16-40-TC-VIS-5D-C | 500-1000$ | Front | >=5 mm | 1000 | inf | 200 | No |  |  | Need extra adapter. Ex. https://www.lensation.de/product/ad04m/
Lensation | Lensagon B5M6018 | 6 | S-mount | 1/2.5" | None | <100$ | EL-16-40-TC-VIS-5D-C | 500-1000$ | Front | >=9 mm | 1000 | inf | 200 | No |  |  | Need extra adapter. Ex. https://www.lensation.de/product/ad04m/
Evetar | ELM-5-5.0-7-S | 5 | S-mount | 1/2.5" | None | 100-200$ | EL-3-10-VIS-26D-FPC | 100-200$ | Integrated | NA | 1000 | inf | 38.4615 | No | 1.7 |  | Custom design with integrated EL-3-10
End of list
Note on O3: Author: Shorter is usually possible by adding spacers between camera and lens
Note on L4: This value has two meanings: - S-mount lennses with an EL in FRONT: Long S-mount lenses will protrude C-mount cameras. The calculation for C.mount spacers required between camera and EL is length of S-mount lens + back flange distance - 17.5mm - 1mm (additional clearance of typical EL) - M42-mount lenses with EL-16-40-TC-VIS-5D-M42 at the BACK: The amount of M42 spacers required between camera and EL to get infiniy in focus (the camera's flange to sensor distance is assumed at 12mm e.g. Dalsa Genie TS)
Note on O4: Author: Shorter is usually possible by adding spacers between camera and lens

## 0.25" & 8mm
1/4" sensors & 8mm focal length
Back to overview
Imaging lens | [6 empty] | Optotune lens |  |  |  | Typical WD range (mm)
Brand | Model (incl. weblink) | Focal length | Mount | Format | Filter thread | List price range | Model | List price range | Position | Spacers behind EL for infinite WD | Nominal WD (w/ ETL 0 dpt) | WD max | WD min | Vignetting | Smallest recommended pixel size (um) | Test report available | Comments
Lensation | Lensagon B3M8016 | 8 | S-mount | 1/2.5" | None | <100$ | EL-16-40-TC-VIS-5D-C | 500-1000$ | Front | >=5 mm | 1000 | inf | 200 | No |  |  | Need extra adapter. Ex. https://www.lensation.de/product/ad04m/
Lensation | Lensagon B5M8018 | 8 | S-mount | 1/2.5" | None | <100$ | EL-16-40-TC-VIS-5D-C | 500-1000$ | Front | >=8 mm | 1000 | inf | 200 | No |  |  | Need extra adapter. Ex. https://www.lensation.de/product/ad04m/
Lensation | Lensagon B5M8430N | 8.42 | S-mount | 1/1.8" | None | <100$ | EL-16-40-TC-VIS-5D-C | 500-1000$ | Front | None | 1000 | inf | 200 | No | 2.2 |  | Attention: Short BFL of 2.8mm means this lens only works on S-mount cameras (or C-mount cameras without protective cover glass)
End of list
Note on O3: Author: Shorter is usually possible by adding spacers between camera and lens
Note on L4: This value has two meanings: - S-mount lennses with an EL in FRONT: Long S-mount lenses will protrude C-mount cameras. The calculation for C.mount spacers required between camera and EL is length of S-mount lens + back flange distance - 17.5mm - 1mm (additional clearance of typical EL) - M42-mount lenses with EL-16-40-TC-VIS-5D-M42 at the BACK: The amount of M42 spacers required between camera and EL to get infiniy in focus (the camera's flange to sensor distance is assumed at 12mm e.g. Dalsa Genie TS)
Note on O4: Author: Shorter is usually possible by adding spacers between camera and lens

## 0.25" & 12mm
1/4" sensors & 12mm focal length
Back to overview
Imaging lens | [6 empty] | Optotune lens |  |  |  | Typical WD range (mm)
Brand | Model (incl. weblink) | Focal length | Mount | Format | Filter thread | List price range | Model | List price range | Position | Spacers behind EL for infinite WD | Nominal WD (w/ ETL 0 dpt) | WD max | WD min | Vignetting | Smallest recommended pixel size (um) | Test report available | Comments
Lensation | Lensagon B3M12016 | 12 | S-mount | 1/2.5" | None | <100$ | EL-16-40-TC-VIS-5D-C | 500-1000$ | Front | >=5 mm | 1000 | inf | 200 | No |  |  | Need extra adapter. Ex. https://www.lensation.de/product/ad04m/
End of list
Note on O3: Author: Shorter is usually possible by adding spacers between camera and lens
Note on L4: This value has two meanings: - S-mount lennses with an EL in FRONT: Long S-mount lenses will protrude C-mount cameras. The calculation for C.mount spacers required between camera and EL is length of S-mount lens + back flange distance - 17.5mm - 1mm (additional clearance of typical EL) - M42-mount lenses with EL-16-40-TC-VIS-5D-M42 at the BACK: The amount of M42 spacers required between camera and EL to get infiniy in focus (the camera's flange to sensor distance is assumed at 12mm e.g. Dalsa Genie TS)
Note on O4: Author: Shorter is usually possible by adding spacers between camera and lens

## 0.33" & 6mm
1/3" sensors & 6mm focal length
Back to overview
Imaging lens | [6 empty] | Optotune lens |  |  |  | Typical WD range (mm)
Brand | Model (incl. weblink) | Focal length | Mount | Format | Filter thread | List price range | Model | List price range | Position | Spacers behind EL for infinite WD | Nominal WD (w/ ETL 0 dpt) | WD max | WD min | Vignetting | Smallest recommended pixel size (um) | Test report available | Comments
Lensation | Lensagon B10M5022S12 | 5 | S-mount | 1/2" | None | 100-200$ | EL-16-40-TC-VIS-5D-C | 500-1000$ | Front | >=15 mm | 1000 | inf | 200 | No |  |  | Need extra adapter. Ex. https://www.lensation.de/product/ad04m/
Lensation | Lensagon B3M6020S12 | 6 | S-mount | 1/2" | None | <100$ | EL-16-40-TC-VIS-5D-C | 500-1000$ | Front | >=14 mm | 1000 | inf | 200 | No |  |  | Need extra adapter. Ex. https://www.lensation.de/product/ad04m/
Lensation | Lensagon BK5M5020 | 5 | S-mount | 1/2" | None | <100$ | EL-16-40-TC-VIS-5D-C | 500-1000$ | Front | >=12 mm | 1000 | inf | 200 | No |  |  | Need extra adapter. Ex. https://www.lensation.de/product/ad04m/
Lensation | Lensagon BM6020S12 | 6 | S-mount | 1/2" | None | <100$ | EL-16-40-TC-VIS-5D-C | 500-1000$ | Front | >=14 mm | 1000 | inf | 200 | No |  |  | Need extra adapter. Ex. https://www.lensation.de/product/ad04m/
Evetar | ELM-5-5.0-7-S | 5 | S-mount | 1/2.5" | None | 100-200$ | EL-3-10-VIS-26D-FPC | 100-200$ | Integrated | NA | 1000 | inf | 38.4615 | No | 1.7 |  | Custom design with integrated EL-3-10
End of list
Note on O3: Author: Shorter is usually possible by adding spacers between camera and lens
Note on L4: This value has two meanings: - S-mount lennses with an EL in FRONT: Long S-mount lenses will protrude C-mount cameras. The calculation for C.mount spacers required between camera and EL is length of S-mount lens + back flange distance - 17.5mm - 1mm (additional clearance of typical EL) - M42-mount lenses with EL-16-40-TC-VIS-5D-M42 at the BACK: The amount of M42 spacers required between camera and EL to get infiniy in focus (the camera's flange to sensor distance is assumed at 12mm e.g. Dalsa Genie TS)
Note on O4: Author: Shorter is usually possible by adding spacers between camera and lens

## 0.33" & 8mm
1/3" sensors & 8mm focal length
Back to overview
Imaging lens | [6 empty] | Optotune lens |  |  |  | Typical WD range (mm)
Brand | Model (incl. weblink) | Focal length | Mount | Format | Filter thread | List price range | Model | List price range | Position | Spacers behind EL for infinite WD | Nominal WD (w/ ETL 0 dpt) | WD max | WD min | Vignetting | Smallest recommended pixel size (um) | Test report available | Comments
Lensation | Lensagon B3M8018S12 | 8 | S-mount | 1/2" | None | <100$ | EL-16-40-TC-VIS-5D-C | 500-1000$ | Front | >=14 mm | 1000 | inf | 200 | No |  |  | Need extra adapter. Ex. https://www.lensation.de/product/ad04m/
Lensation | Lensagon B5M8430N | 8.42 | S-mount | 1/1.8" | None | <100$ | EL-16-40-TC-VIS-5D-C | 500-1000$ | Front | None | 1000 | inf | 200 | No | 2.2 |  | Attention: Short BFL of 2.8mm means this lens only works on S-mount cameras (or C-mount cameras without protective cover glass)
End of list
Note on O3: Author: Shorter is usually possible by adding spacers between camera and lens
Note on L4: This value has two meanings: - S-mount lennses with an EL in FRONT: Long S-mount lenses will protrude C-mount cameras. The calculation for C.mount spacers required between camera and EL is length of S-mount lens + back flange distance - 17.5mm - 1mm (additional clearance of typical EL) - M42-mount lenses with EL-16-40-TC-VIS-5D-M42 at the BACK: The amount of M42 spacers required between camera and EL to get infiniy in focus (the camera's flange to sensor distance is assumed at 12mm e.g. Dalsa Genie TS)
Note on O4: Author: Shorter is usually possible by adding spacers between camera and lens

## 0.33" & 12mm
1/3" sensors & 12mm focal length
Back to overview
Imaging lens | [6 empty] | Optotune lens |  |  |  | Typical WD range (mm)
Brand | Model (incl. weblink) | Focal length | Mount | Format | Filter thread | List price range | Model | List price range | Position | Spacers behind EL for infinite WD | Nominal WD (w/ ETL 0 dpt) | WD max | WD min | Vignetting | Smallest recommended pixel size (um) | Test report available | Comments
Kowa | LM12JC5M2 | 12 | C-mount | 2/3" | M30.5x0.5 | 200-500$ | EL-16-40-TC-VIS-5D-M30.5 | 500-1000$ | Front | NA | 1000 | inf | 200 | No | 2.5
Computar | M1224-MPW2 | 12 | C-mount | 2/3" | M27x0.5 | 200-500$ | EL-16-40-TC-VIS-5D-M27 | 500-1000$ | Front | NA | 1000 | inf | 200 | No | 2.5
Tamron | M112FM12 | 12 | C-mount | 1/1.2" | M27x0.5 | 200-500$ | EL-16-40-TC-VIS-5D-M27 | 500-1000$ | Front | NA | 1000 | inf | 200 | No | 3.5
Fujinon | HF12XA-5M | 12 | C-mount | 2/3" | M25.5x0.5 | 200-500$ | EL-16-40-TC-VIS-5D-M25.5 | 500-1000$ | Front | NA | 1000 | inf | 200 | No | 3.5
Kowa | LM12JC3M2 | 12 | C-mount | 2/3" | M27x0.5 | 200-500$ | EL-16-40-TC-VIS-5D-M27 | 500-1000$ | Front | NA | 1000 | inf | 200 | No | 4
Edmund Optics | 35-157, 12mm, f/4.0 Cr Series | 12 | C-mount | 2/3" | M25.5x0.5 | 200-500$ | EL-16-40-TC-VIS-5D-M25.5 | 500-1000$ | Front | NA | 1000 | inf | 200 | No
Lensation | Lensagon B5M12020 | 12 | S-mount | 1/2" | None | <100$ | EL-16-40-TC-VIS-5D-C | 500-1000$ | Front | >=5 mm | 1000 | inf | 200 | No |  |  | Need extra adapter. Ex. https://www.lensation.de/product/ad04m/
Lensation | Lensagon B5M12028 | 12 | S-mount | 1/1.8" | None | <100$ | EL-10-30-Ci-VIS-MV |  | Front | None | 1000 | inf | #N/A | No |  |  | Need extra adapter. Ex. https://www.lensation.de/product/ad04m/
Lensation | Lensagon B5M12056 | 12 | S-mount | 1/1.8" | None | <100$ | EL-10-30-Ci-VIS-MV |  | Front | None | 1000 | inf | #N/A | No |  |  | Need extra adapter. Ex. https://www.lensation.de/product/ad04m/
Optart | MK1214-C | 12 | C-mount | 2/3" | M30.5x0.5 | On Request | EL-16-40-TC-VIS-5D-M30.5 | 500-1000$ | Front | NA | 1000 | inf | 200 | No | 3.5
Optart | MK1214 | 12 | C-mount | 2/3" | M30.5XP0.5 | On Request | EL-16-40-TC-VIS-5D-M30.5 | 500-1000$ | Front | NA | 1000 | inf | 200 | No | 5
Optart | LM12JC | 12 | C-mount | 2/3" | M27XP0.5 | On Request | EL-16-40-TC-VIS-5D-M27 | 500-1000$ | Front | NA | 1000 | inf | 200 | No | 5
End of list
Note on O3: Author: Shorter is usually possible by adding spacers between camera and lens
Note on L4: This value has two meanings: - S-mount lennses with an EL in FRONT: Long S-mount lenses will protrude C-mount cameras. The calculation for C.mount spacers required between camera and EL is length of S-mount lens + back flange distance - 17.5mm - 1mm (additional clearance of typical EL) - M42-mount lenses with EL-16-40-TC-VIS-5D-M42 at the BACK: The amount of M42 spacers required between camera and EL to get infiniy in focus (the camera's flange to sensor distance is assumed at 12mm e.g. Dalsa Genie TS)
Note on O4: Author: Shorter is usually possible by adding spacers between camera and lens

## 0.33" & 16mm
1/3" sensors & 16mm focal length
Back to overview
Imaging lens | [6 empty] | Optotune lens |  |  |  | Typical WD range (mm)
Brand | Model (incl. weblink) | Focal length | Mount | Format | Filter thread | List price range | Model | List price range | Position | Spacers behind EL for infinite WD | Nominal WD (w/ ETL 0 dpt) | WD max | WD min | Vignetting | Smallest recommended pixel size (um) | Test report available | Comments
Kowa | LM16JC5M2 | 16 | C-mount | 2/3" | M30.5x0.5 | 200-500$ | EL-16-40-TC-VIS-5D-M30.5 | 500-1000$ | Front | NA | 1000 | inf | 200 | No | 2.5
Computar | M1620-MPW2 | 16 | C-mount | 2/3" | M27x0.5 | 200-500$ | EL-16-40-TC-VIS-5D-M27 | 500-1000$ | Front | NA | 1000 | inf | 200 | No | 2.5
Tamron | M112FM16 | 16 | C-mount | 1/1.2" | M27x0.5 | 200-500$ | EL-16-40-TC-VIS-5D-M27 | 500-1000$ | Front | NA | 1000 | inf | 200 | No | 3.5
Fujinon | HF16XA-5M | 16 | C-mount | 2/3" | M25.5x0.5 | 200-500$ | EL-16-40-TC-VIS-5D-M25.5 | 500-1000$ | Front | NA | 1000 | inf | 200 | No | 3.5
Kowa | LM16JC3M2 | 16 | C-mount | 2/3" | M27x0.5 | 200-500$ | EL-16-40-TC-VIS-5D-M27 | 500-1000$ | Front | NA | 1000 | inf | 200 | No | 4
Edmund Optics | 35-166, 16mm, f/4.0 Cr Series | 16 | C-mount | 2/3" | M25.5x0.5 | 200-500$ | EL-16-40-TC-VIS-5D-M25.5 | 500-1000$ | Front | NA | 1000 | inf | 200 | No
Optart | MK1614-C | 16 | C-mount | 2/3" | M30.5x0.5 | On Request | EL-16-40-TC-VIS-5D-M30.5 | 500-1000$ | Front | NA | 1000 | inf | 200 | No | 3.5
Optart | LM16JC | 16 | C-mount | 2/3" | M27XP0.5 | On Request | EL-16-40-TC-VIS-5D-M27 | 500-1000$ | Front | NA | 1000 | inf | 200 | No | 5
Evetar | ELM-16-5.4-8-S | 16 | S-mount | 1/2" | None | 100-200$ | EL-3-10-VIS-26D-FPC | 100-200$ | Integrated | NA | 1000 | inf | 38.4615 | No | 1.55 |  | Custom design with integrated EL-3-10
End of list
Note on O3: Author: Shorter is usually possible by adding spacers between camera and lens
Note on L4: This value has two meanings: - S-mount lennses with an EL in FRONT: Long S-mount lenses will protrude C-mount cameras. The calculation for C.mount spacers required between camera and EL is length of S-mount lens + back flange distance - 17.5mm - 1mm (additional clearance of typical EL) - M42-mount lenses with EL-16-40-TC-VIS-5D-M42 at the BACK: The amount of M42 spacers required between camera and EL to get infiniy in focus (the camera's flange to sensor distance is assumed at 12mm e.g. Dalsa Genie TS)
Note on O4: Author: Shorter is usually possible by adding spacers between camera and lens

## 0.33" & 25mm
1/3" sensors & 25mm focal length
Back to overview
Imaging lens | [6 empty] | Optotune lens |  |  |  | Typical WD range (mm)
Brand | Model (incl. weblink) | Focal length | Mount | Format | Filter thread | List price range | Model | List price range | Position | Spacers behind EL for infinite WD | Nominal WD (w/ ETL 0 dpt) | WD max | WD min | Vignetting | Smallest recommended pixel size (um) | Test report available | Comments
Kowa | LM25JC5M2 | 25 | C-mount | 2/3" | M30.5x0.5 | 200-500$ | EL-16-40-TC-VIS-5D-M30.5 | 500-1000$ | Front | NA | 1000 | inf | 200 | No | 2.5
Computar | M2518-MPW2 | 25 | C-mount | 2/3" | M27x0.5 | 200-500$ | EL-16-40-TC-VIS-5D-M27 | 500-1000$ | Front | NA | 1000 | inf | 200 | No | 2.5
Tamron | M112FM25 | 25 | C-mount | 1/1.2" | M27x0.5 | 200-500$ | EL-16-40-TC-VIS-5D-M27 | 500-1000$ | Front | NA | 1000 | inf | 200 | No | 3.5
Fujinon | HF25XA-5M | 25 | C-mount | 2/3" | M25.5x0.5 | 200-500$ | EL-16-40-TC-VIS-5D-M25.5 | 500-1000$ | Front | NA | 1000 | inf | 200 | No | 3.5
Kowa | LM25JC3M2 | 25 | C-mount | 2/3" | M27x0.5 | 200-500$ | EL-16-40-TC-VIS-5D-M27 | 500-1000$ | Front | NA | 1000 | inf | 200 | No | 4
Edmund Optics | 35-175, 25mm, f/4.0 Cr Series | 25 | C-mount | 2/3" | M25.5x0.5 | 200-500$ | EL-16-40-TC-VIS-5D-M25.5 | 500-1000$ | Front | NA | 1000 | inf | 200 | No
Optart | MK2514-C | 25 | C-mount | 2/3" | M27x0.5 | On Request | EL-16-40-TC-VIS-5D-M27 | 500-1000$ | Front | NA | 1000 | inf | 200 | No | 3.5
Optart | LM25JC | 25 | C-mount | 2/3" | M27XP0.5 | On Request | EL-16-40-TC-VIS-5D-M27 | 500-1000$ | Front | NA | 1000 | inf | 200 | No | 5
End of list
Note on O3: Author: Shorter is usually possible by adding spacers between camera and lens
Note on L4: This value has two meanings: - S-mount lennses with an EL in FRONT: Long S-mount lenses will protrude C-mount cameras. The calculation for C.mount spacers required between camera and EL is length of S-mount lens + back flange distance - 17.5mm - 1mm (additional clearance of typical EL) - M42-mount lenses with EL-16-40-TC-VIS-5D-M42 at the BACK: The amount of M42 spacers required between camera and EL to get infiniy in focus (the camera's flange to sensor distance is assumed at 12mm e.g. Dalsa Genie TS)
Note on O4: Author: Shorter is usually possible by adding spacers between camera and lens

## 0.33" & 35mm
1/3" sensors & 35mm focal length
Back to overview
Imaging lens | [6 empty] | Optotune lens |  |  |  | Typical WD range (mm)
Brand | Model (incl. weblink) | Focal length | Mount | Format | Filter thread | List price range | Model | List price range | Position | Spacers behind EL for infinite WD | Nominal WD (w/ ETL 0 dpt) | WD max | WD min | Vignetting | Smallest recommended pixel size (um) | Test report available | Comments
Optart | KMK3520-10M | 35 | C-mount | 4/3" | M40.5xP0.5 | On Request | EL-16-40-TC-VIS-5D-C | 500-1000$ | Back | NA |  | 88 | 67 | No | 4
Optart | VMK3514-C | 35 | C-mount | 1" | M46XP0.75 | On Request | EL-16-40-TC-VIS-5D-C | 500-1000$ | Back | NA |  | 88 | 67 | No | 5
Optart | MK3514-C | 35 | C-mount | 2/3" | M37xP0.5 | On Request | EL-16-40-TC-VIS-5D-C | 500-1000$ | Back | NA |  | 88 | 67 | No | 3.5
Kowa | LM35JC1MS | 35 | C-mount | 2/3" | M27x0.5 | 100-200$ | EL-16-40-TC-VIS-5D-C | 500-1000$ | Back | NA |  | 88 | 67 | No | 5 |  | WD shorten due to backlens configuration
Optart | MK3520 | 35 | C-mount | 2/3" | M25.5x0.5 | On Request | EL-16-40-TC-VIS-5D-M25.5 | 500-1000$ | Front | NA | 1000 | inf | 200 | No | 3.5
Optart | LM35JC | 35 | C-mount | 2/3" | M30.5XP0.5 | On Request | EL-16-40-TC-VIS-5D-M30.5 | 500-1000$ | Front | NA | 1000 | inf | 200 | No | 5
Kowa | LM35JC1MS | 35 | C-mount | 2/3" | M27x0.5 | 100-200$ | EL-16-40-TC-VIS-5D-M27 | 500-1000$ | Front | NA | 1000 | inf | 200 | No | 5
End of list
Note on O3: Author: Shorter is usually possible by adding spacers between camera and lens
Note on L4: This value has two meanings: - S-mount lennses with an EL in FRONT: Long S-mount lenses will protrude C-mount cameras. The calculation for C.mount spacers required between camera and EL is length of S-mount lens + back flange distance - 17.5mm - 1mm (additional clearance of typical EL) - M42-mount lenses with EL-16-40-TC-VIS-5D-M42 at the BACK: The amount of M42 spacers required between camera and EL to get infiniy in focus (the camera's flange to sensor distance is assumed at 12mm e.g. Dalsa Genie TS)
Note on O4: Author: Shorter is usually possible by adding spacers between camera and lens

## 0.33" & 50mm
1/3" sensors & 50mm focal length
Back to overview
Imaging lens | [6 empty] | Optotune lens |  |  |  | Typical WD range (mm)
Brand | Model (incl. weblink) | Focal length | Mount | Format | Filter thread | List price range | Model | List price range | Position | Spacers behind EL for infinite WD | Nominal WD (w/ ETL 0 dpt) | WD max | WD min | Vignetting | Smallest recommended pixel size (um) | Test report available | Comments
Kowa | LM50JC1MS | 50 | C-mount | 2/3" | M27x0.5 | 100-200$ | EL-16-40-TC-VIS-5D-M27 | 500-1000$ | Front | NA | 1000 | inf | 200 | No | 5
Kowa | LM50JC10M | 50 | C-mount | 2/3" | M30.5x0.5 | 500-1000$ | EL-16-40-TC-VIS-5D-M30.5 | 500-1000$ | Front | NA | 1000 | inf | 200 | No | 2
Computar | M5028-MPW2 | 50 | C-mount | 2/3" | M27x0.5 | 200-500$ | EL-16-40-TC-VIS-5D-M27 | 500-1000$ | Front | NA | 1000 | inf | 200 | No | 2.5
Tamron | M112FM50 | 50 | C-mount | 1/1.2" | M27x0.5 | 200-500$ | EL-16-40-TC-VIS-5D-M27 | 500-1000$ | Front | NA | 1000 | inf | 200 | No | 3.5
Kowa | LM50JC3M2 | 50 | C-mount | 2/3" | M27x0.5 | 200-500$ | EL-16-40-TC-VIS-5D-M27 | 500-1000$ | Front | NA | 1000 | inf | 200 | No | 4
Edmund Optics | 35-192, 50mm, f/4.0 Cr Series | 50 | C-mount | 2/3" | M30.5x0.5 | 200-500$ | EL-16-40-TC-VIS-5D-M30.5 | 500-1000$ | Front | NA | 1000 | inf | 200 | No
Optart | MK5014-C | 50 | C-mount | 2/3" | M37xP0.5 | On Request | EL-16-40-TC-VIS-5D-C | 500-1000$ | Back | NA |  | 180 | 220 | No | 3.5
Kowa | LM50JC3M2 | 50 | C-mount | 2/3" | M27x0.5 | 200-500$ | EL-16-40-TC-VIS-5D-C | 500-1000$ | Back | NA |  | 180 | 220 | No | 4
Optart | MK5028 | 50 | C-mount | 2/3" | M25.5x0.5 | On Request | EL-16-40-TC-VIS-5D-M25.5 | 500-1000$ | Front | NA | 1000 | inf | 200 | No | 3.5
Optart | LM50JC | 50 | C-mount | 2/3" | M30.5XP0.5 | On Request | EL-16-40-TC-VIS-5D-M30.5 | 500-1000$ | Front | NA | 1000 | inf | 200 | No | 5
End of list
Note on O3: Author: Shorter is usually possible by adding spacers between camera and lens
Note on L4: This value has two meanings: - S-mount lennses with an EL in FRONT: Long S-mount lenses will protrude C-mount cameras. The calculation for C.mount spacers required between camera and EL is length of S-mount lens + back flange distance - 17.5mm - 1mm (additional clearance of typical EL) - M42-mount lenses with EL-16-40-TC-VIS-5D-M42 at the BACK: The amount of M42 spacers required between camera and EL to get infiniy in focus (the camera's flange to sensor distance is assumed at 12mm e.g. Dalsa Genie TS)
Note on O4: Author: Shorter is usually possible by adding spacers between camera and lens

## 0.33" & 75mm
1/3" sensors & 75mm focal length
Back to overview
Imaging lens | [6 empty] | Optotune lens |  |  |  | Typical WD range (mm)
Brand | Model (incl. weblink) | Focal length | Mount | Format | Filter thread | List price range | Model | List price range | Position | Spacers behind EL for infinite WD | Nominal WD (w/ ETL 0 dpt) | WD max | WD min | Vignetting | Smallest recommended pixel size (um) | Test report available | Comments
Optart | VMK7518-C | 75 | C-mount | 1" | M55XP0.75 | On Request | EL-16-40-TC-VIS-5D-C | 500-1000$ | Back | NA |  | 415 | 350 | No | 5
Optart | LM75JC | 75 | C-mount | 2/3" | M34XP0.5 | On Request | EL-16-40-TC-VIS-5D-C | 500-1000$ | Back | NA |  | 415 | 350 | No | 5
End of list
Note on O3: Author: Shorter is usually possible by adding spacers between camera and lens
Note on L4: This value has two meanings: - S-mount lennses with an EL in FRONT: Long S-mount lenses will protrude C-mount cameras. The calculation for C.mount spacers required between camera and EL is length of S-mount lens + back flange distance - 17.5mm - 1mm (additional clearance of typical EL) - M42-mount lenses with EL-16-40-TC-VIS-5D-M42 at the BACK: The amount of M42 spacers required between camera and EL to get infiniy in focus (the camera's flange to sensor distance is assumed at 12mm e.g. Dalsa Genie TS)
Note on O4: Author: Shorter is usually possible by adding spacers between camera and lens

## 0.33" & 100mm
1/3" sensors & 100mm focal length
Back to overview
Imaging lens | [6 empty] | Optotune lens |  |  |  | Typical WD range (mm)
Brand | Model (incl. weblink) | Focal length | Mount | Format | Filter thread | List price range | Model | List price range | Position | Spacers behind EL for infinite WD | Nominal WD (w/ ETL 0 dpt) | WD max | WD min | Vignetting | Smallest recommended pixel size (um) | Test report available | Comments
Kowa | LM100JC | 100 | C-mount | 2/3" | M40.5x0.5 | <100$ | EL-16-40-TC-VIS-5D-C | 500-1000$ | Back | NA |  | 690 | 590 | No | 5
End of list
Note on O3: Author: Shorter is usually possible by adding spacers between camera and lens
Note on L4: This value has two meanings: - S-mount lennses with an EL in FRONT: Long S-mount lenses will protrude C-mount cameras. The calculation for C.mount spacers required between camera and EL is length of S-mount lens + back flange distance - 17.5mm - 1mm (additional clearance of typical EL) - M42-mount lenses with EL-16-40-TC-VIS-5D-M42 at the BACK: The amount of M42 spacers required between camera and EL to get infiniy in focus (the camera's flange to sensor distance is assumed at 12mm e.g. Dalsa Genie TS)
Note on O4: Author: Shorter is usually possible by adding spacers between camera and lens

## 0.5" & 6mm
1/2" sensors & 6mm focal length
Back to overview
Imaging lens | [6 empty] | Optotune lens |  |  |  | Typical WD range (mm)
Brand | Model (incl. weblink) | Focal length | Mount | Format | Filter thread | List price range | Model | List price range | Position | Spacers behind EL for infinite WD | Nominal WD (w/ ETL 0 dpt) | WD max | WD min | Vignetting | Smallest recommended pixel size (um) | Test report available | Comments
Lensation | Lensagon B5M6018 | 6 | S-mount | 1/2.5" | None | <100$ | EL-16-40-TC-VIS-5D-C | 500-1000$ | Front | >=9 mm | 1000 | inf | 200 | Maybe |  |  | Need extra adapter. Ex. https://www.lensation.de/product/ad04m/
Lensation | Lensagon B10M7224 | 7.2 | S-mount | 1/2.3" | None | 100-200$ | EL-16-40-TC-VIS-5D-C | 500-1000$ | Front | >=14 mm | 1000 | inf | 200 | Maybe |  |  | Need extra adapter. Ex. https://www.lensation.de/product/ad04m/
Evetar | ELM-5-5.0-7-S | 5 | S-mount | 1/2.5" | None | 100-200$ | EL-3-10-VIS-26D-FPC | 100-200$ | Integrated | NA | 1000 | inf | 38.4615 | Maybe | 1.7 |  | Custom design with integrated EL-3-10
End of list
Note on O3: Author: Shorter is usually possible by adding spacers between camera and lens
Note on L4: This value has two meanings: - S-mount lennses with an EL in FRONT: Long S-mount lenses will protrude C-mount cameras. The calculation for C.mount spacers required between camera and EL is length of S-mount lens + back flange distance - 17.5mm - 1mm (additional clearance of typical EL) - M42-mount lenses with EL-16-40-TC-VIS-5D-M42 at the BACK: The amount of M42 spacers required between camera and EL to get infiniy in focus (the camera's flange to sensor distance is assumed at 12mm e.g. Dalsa Genie TS)
Note on O4: Author: Shorter is usually possible by adding spacers between camera and lens

## 0.5" & 8mm
1/2" sensors & 8mm focal length
Back to overview
Imaging lens | [6 empty] | Optotune lens |  |  |  | Typical WD range (mm)
Brand | Model (incl. weblink) | Focal length | Mount | Format | Filter thread | List price range | Model | List price range | Position | Spacers behind EL for infinite WD | Nominal WD (w/ ETL 0 dpt) | WD max | WD min | Vignetting | Smallest recommended pixel size (um) | Test report available | Comments
Kowa | LM8JC1MS | 8 | C-mount | 2/3" | M27x0.5 | 100-200$ | EL-16-40-TC-VIS-5D-M27 | 500-1000$ | Front | NA | 1000 | inf | 200 | A lot | 5
Fujinon | HF8XA-5M | 8 | C-mount | 2/3" | M25.5x0.5 | 200-500$ | EL-16-40-TC-VIS-5D-M25.5 | 500-1000$ | Front | NA | 1000 | inf | 200 | A lot | 3.5
Lensation | Lensagon B3M8018S12 | 8 | S-mount | 1/2" | None | <100$ | EL-16-40-TC-VIS-5D-C | 500-1000$ | Front | >=14 mm | 1000 | inf | 200 | No | 3 |  | Need extra adapter. Ex. https://www.lensation.de/product/ad04m/
Lensation | Lensagon B5M8430N | 8.42 | S-mount | 1/1.8" | None | <100$ | EL-16-40-TC-VIS-5D-C | 500-1000$ | Front | None | 1000 | inf | 200 | No | 2.2 |  | Attention: Short BFL of 2.8mm means this lens only works on S-mount cameras (or C-mount cameras without protective cover glass)
End of list
Note on O3: Author: Shorter is usually possible by adding spacers between camera and lens
Note on L4: This value has two meanings: - S-mount lennses with an EL in FRONT: Long S-mount lenses will protrude C-mount cameras. The calculation for C.mount spacers required between camera and EL is length of S-mount lens + back flange distance - 17.5mm - 1mm (additional clearance of typical EL) - M42-mount lenses with EL-16-40-TC-VIS-5D-M42 at the BACK: The amount of M42 spacers required between camera and EL to get infiniy in focus (the camera's flange to sensor distance is assumed at 12mm e.g. Dalsa Genie TS)
Note on O4: Author: Shorter is usually possible by adding spacers between camera and lens

## 0.5" & 12mm
1/2" sensors & 12mm focal length
Back to overview
Imaging lens | [6 empty] | Optotune lens |  |  |  | Typical WD range (mm)
Brand | Model (incl. weblink) | Focal length | Mount | Format | Filter thread | List price range | Model | List price range | Position | Spacers behind EL for infinite WD | Nominal WD (w/ ETL 0 dpt) | WD max | WD min | Vignetting | Smallest recommended pixel size (um) | Test report available | Comments
Kowa | LM12JC5M2 | 12 | C-mount | 2/3" | M30.5x0.5 | 200-500$ | EL-16-40-TC-VIS-5D-M30.5 | 500-1000$ | Front | NA | 1000 | inf | 200 | Yes
Computar | M1224-MPW2 | 12 | C-mount | 2/3" | M27x0.5 | 200-500$ | EL-16-40-TC-VIS-5D-M27 | 500-1000$ | Front | NA | 1000 | inf | 200 | Yes
Fujinon | HF12XA-5M | 12 | C-mount | 2/3" | M25.5x0.5 | 200-500$ | EL-16-40-TC-VIS-5D-M25.5 | 500-1000$ | Front | NA | 1000 | inf | 200 | Yes | 3.5
Kowa | LM12JC3M2 | 12 | C-mount | 2/3" | M27x0.5 | 200-500$ | EL-16-40-TC-VIS-5D-M27 | 500-1000$ | Front | NA | 1000 | inf | 200 | Yes | 4
Edmund Optics | 35-157, 12mm, f/4.0 Cr Series | 12 | C-mount | 2/3" | M25.5x0.5 | 200-500$ | EL-16-40-TC-VIS-5D-M25.5 | 500-1000$ | Front | NA | 1000 | inf | 200 | Yes
Lensation | Lensagon B2M10030N2 | 10.3 | S-mount | 1/2" | None | <100$ | EL-10-30-Ci-VIS-MV |  | Front | None | 1000 | inf | #N/A |  |  |  | Need extra adapter. Ex. https://www.lensation.de/product/ad04m/
Lensation | Lensagon B5M12020 | 12 | S-mount | 1/2" | None | <100$ | EL-16-40-TC-VIS-5D-C | 500-1000$ | Front | >=5 mm | 1000 | inf | 200 |  |  |  | Need extra adapter. Ex. https://www.lensation.de/product/ad04m/
Lensation | Lensagon B5M12028 | 12 | S-mount | 1/1.8" | None | <100$ | EL-10-30-Ci-VIS-MV |  | Front | None | 1000 | inf | #N/A |  |  |  | Need extra adapter. Ex. https://www.lensation.de/product/ad04m/
Optart | MK1214-C | 12 | C-mount | 2/3" | M30.5x0.5 | On Request | EL-16-40-TC-VIS-5D-M30.5 | 500-1000$ | Front | NA | 1000 | inf | 200 | Yes | 3.5
Optart | MK1214 | 12 | C-mount | 2/3" | M30.5XP0.5 | On Request | EL-16-40-TC-VIS-5D-M30.5 | 500-1000$ | Front | NA | 1000 | inf | 200 | Yes | 5
Optart | LM12JC | 12 | C-mount | 2/3" | M27XP0.5 | On Request | EL-16-40-TC-VIS-5D-M27 | 500-1000$ | Front | NA | 1000 | inf | 200 | Yes | 5
End of list
Note on O3: Author: Shorter is usually possible by adding spacers between camera and lens
Note on L4: This value has two meanings: - S-mount lennses with an EL in FRONT: Long S-mount lenses will protrude C-mount cameras. The calculation for C.mount spacers required between camera and EL is length of S-mount lens + back flange distance - 17.5mm - 1mm (additional clearance of typical EL) - M42-mount lenses with EL-16-40-TC-VIS-5D-M42 at the BACK: The amount of M42 spacers required between camera and EL to get infiniy in focus (the camera's flange to sensor distance is assumed at 12mm e.g. Dalsa Genie TS)
Note on O4: Author: Shorter is usually possible by adding spacers between camera and lens

## 0.5" & 16mm
1/2" sensors & 16mm focal length
Back to overview
Imaging lens | [6 empty] | Optotune lens |  |  |  | Typical WD range (mm)
Brand | Model (incl. weblink) | Focal length | Mount | Format | Filter thread | List price range | Model | List price range | Position | Spacers behind EL for infinite WD | Nominal WD (w/ ETL 0 dpt) | WD max | WD min | Vignetting | Smallest recommended pixel size (um) | Test report available | Comments
Kowa | LM16JC5M2 | 16 | C-mount | 2/3" | M30.5x0.5 | 200-500$ | EL-16-40-TC-VIS-5D-M30.5 | 500-1000$ | Front | NA | 1000 | inf | 200 | No
Computar | M1620-MPW2 | 16 | C-mount | 2/3" | M27x0.5 | 200-500$ | EL-16-40-TC-VIS-5D-M27 | 500-1000$ | Front | NA | 1000 | inf | 200 | No
Fujinon | HF16XA-5M | 16 | C-mount | 2/3" | M25.5x0.5 | 200-500$ | EL-16-40-TC-VIS-5D-M25.5 | 500-1000$ | Front | NA | 1000 | inf | 200 | No | 3.5
Kowa | LM16JC3M2 | 16 | C-mount | 2/3" | M27x0.5 | 200-500$ | EL-16-40-TC-VIS-5D-M27 | 500-1000$ | Front | NA | 1000 | inf | 200 | No | 4
Edmund Optics | 35-166, 16mm, f/4.0 Cr Series | 16 | C-mount | 2/3" | M25.5x0.5 | 200-500$ | EL-16-40-TC-VIS-5D-M25.5 | 500-1000$ | Front | NA | 1000 | inf | 200 | No
Optart | MK1614-C | 16 | C-mount | 2/3" | M30.5x0.5 | On Request | EL-16-40-TC-VIS-5D-M30.5 | 500-1000$ | Front | NA | 1000 | inf | 200 | No | 3.5
Optart | LM16JC | 16 | C-mount | 2/3" | M27XP0.5 | On Request | EL-16-40-TC-VIS-5D-M27 | 500-1000$ | Front | NA | 1000 | inf | 200 | No | 5
Evetar | ELM-16-5.4-8-S | 16 | S-mount | 1/2" | None | 100-200$ | EL-3-10-VIS-26D-FPC | 100-200$ | Integrated | NA | 1000 | inf | 38.4615 | No | 1.55 |  | Custom design with integrated EL-3-10
End of list
Note on O3: Author: Shorter is usually possible by adding spacers between camera and lens
Note on L4: This value has two meanings: - S-mount lennses with an EL in FRONT: Long S-mount lenses will protrude C-mount cameras. The calculation for C.mount spacers required between camera and EL is length of S-mount lens + back flange distance - 17.5mm - 1mm (additional clearance of typical EL) - M42-mount lenses with EL-16-40-TC-VIS-5D-M42 at the BACK: The amount of M42 spacers required between camera and EL to get infiniy in focus (the camera's flange to sensor distance is assumed at 12mm e.g. Dalsa Genie TS)
Note on O4: Author: Shorter is usually possible by adding spacers between camera and lens

## 0.5" & 25mm
1/2" sensors & 25mm focal length
Back to overview
Imaging lens | [6 empty] | Optotune lens |  |  |  | Typical WD range (mm)
Brand | Model (incl. weblink) | Focal length | Mount | Format | Filter thread | List price range | Model | List price range | Position | Spacers behind EL for infinite WD | Nominal WD (w/ ETL 0 dpt) | WD max | WD min | Vignetting | Smallest recommended pixel size (um) | Test report available | Comments
Kowa | LM25JC5M2 | 25 | C-mount | 2/3" | M30.5x0.5 | 200-500$ | EL-16-40-TC-VIS-5D-M30.5 | 500-1000$ | Front | NA | 1000 | inf | 200
Computar | M2518-MPW2 | 25 | C-mount | 2/3" | M27x0.5 | 200-500$ | EL-16-40-TC-VIS-5D-M27 | 500-1000$ | Front | NA | 1000 | inf | 200
Fujinon | HF25XA-5M | 25 | C-mount | 2/3" | M25.5x0.5 | 200-500$ | EL-16-40-TC-VIS-5D-M25.5 | 500-1000$ | Front | NA | 1000 | inf | 200 |  | 3.5
Kowa | LM25JC3M2 | 25 | C-mount | 2/3" | M27x0.5 | 200-500$ | EL-16-40-TC-VIS-5D-M27 | 500-1000$ | Front | NA | 1000 | inf | 200 |  | 4
Edmund Optics | 35-175, 25mm, f/4.0 Cr Series | 25 | C-mount | 2/3" | M25.5x0.5 | 200-500$ | EL-16-40-TC-VIS-5D-M25.5 | 500-1000$ | Front | NA | 1000 | inf | 200
Optart | MK2514-C | 25 | C-mount | 2/3" | M27x0.5 | On Request | EL-16-40-TC-VIS-5D-M27 | 500-1000$ | Front | NA | 1000 | inf | 200 |  | 3.5
Optart | LM25JC | 25 | C-mount | 2/3" | M27XP0.5 | On Request | EL-16-40-TC-VIS-5D-M27 | 500-1000$ | Front | NA | 1000 | inf | 200 |  | 5
End of list
Note on O3: Author: Shorter is usually possible by adding spacers between camera and lens
Note on L4: This value has two meanings: - S-mount lennses with an EL in FRONT: Long S-mount lenses will protrude C-mount cameras. The calculation for C.mount spacers required between camera and EL is length of S-mount lens + back flange distance - 17.5mm - 1mm (additional clearance of typical EL) - M42-mount lenses with EL-16-40-TC-VIS-5D-M42 at the BACK: The amount of M42 spacers required between camera and EL to get infiniy in focus (the camera's flange to sensor distance is assumed at 12mm e.g. Dalsa Genie TS)
Note on O4: Author: Shorter is usually possible by adding spacers between camera and lens

## 0.5" & 35mm
1/2" sensors & 35mm focal length
Back to overview
Imaging lens | [6 empty] | Optotune lens |  |  |  | Typical WD range (mm)
Brand | Model (incl. weblink) | Focal length | Mount | Format | Filter thread | List price range | Model | List price range | Position | Spacers behind EL for infinite WD | Nominal WD (w/ ETL 0 dpt) | WD max | WD min | Vignetting | Smallest recommended pixel size (um) | Test report available | Comments
Kowa | LM35HC-OPT | 35 | C-mount | 1" | None | 200-500$ | EL-16-40-TC-VIS-5D-C | 500-1000$ | Back | NA | 1000 | inf | 200 | No | 3.5 | Yes | Integrated design, very compact, great performance
Kowa | LM35JC1MS | 35 | C-mount | 2/3" | M27x0.5 | 100-200$ | EL-16-40-TC-VIS-5D-M27 | 500-1000$ | Front | NA | 1000 | inf | 200 |  | 5
Kowa | LM35JC5M2 | 35 | C-mount | 2/3" | M30.5x0.5 | 200-500$ | EL-16-40-TC-VIS-5D-M30.5 | 500-1000$ | Front | NA | 1000 | inf | 200 |  | 2.5
Computar | M3520-MPW2 | 35 | C-mount | 2/3" | M27x0.5 | 200-500$ | EL-16-40-TC-VIS-5D-M27 | 500-1000$ | Front | NA | 1000 | inf | 200 |  | 2.5
Fujinon | HF35XA-5M | 35 | C-mount | 2/3" | M25.5x0.5 | 200-500$ | EL-16-40-TC-VIS-5D-M25.5 | 500-1000$ | Front | NA | 1000 | inf | 200 |  | 3.5
Kowa | LM35JC3M2 | 35 | C-mount | 2/3" | M27x0.5 | 200-500$ | EL-16-40-TC-VIS-5D-M27 | 500-1000$ | Front | NA | 1000 | inf | 200 |  | 4
Edmund Optics | 35-184, 35mm, f/4.0 Cr Series | 35 | C-mount | 2/3" | M25.5x0.5 | 200-500$ | EL-16-40-TC-VIS-5D-M25.5 | 500-1000$ | Front | NA | 1000 | inf | 200
Optart | MK3520 | 35 | C-mount | 2/3" | M25.5x0.5 | On Request | EL-16-40-TC-VIS-5D-M25.5 | 500-1000$ | Front | NA | 1000 | inf | 200 |  | 3.5
Optart | LM35JC | 35 | C-mount | 2/3" | M30.5XP0.5 | On Request | EL-16-40-TC-VIS-5D-M30.5 | 500-1000$ | Front | NA | 1000 | inf | 200 |  | 5
Kowa | LM35JC1MS | 35 | C-mount | 2/3" | M27x0.5 | 100-200$ | EL-16-40-TC-VIS-5D-C | 500-1000$ | Back | NA |  | 88 | 67
Kowa | LM35JC5M2 | 35 | C-mount | 2/3" | M30.5x0.5 | 200-500$ | EL-16-40-TC-VIS-5D-C | 500-1000$ | Back | NA |  | 88 | 67
Computar | M3520-MPW2 | 35 | C-mount | 2/3" | M27x0.5 | 200-500$ | EL-16-40-TC-VIS-5D-C | 500-1000$ | Back | NA |  | 88 | 67
Fujinon | HF35XA-5M | 35 | C-mount | 2/3" | M25.5x0.5 | 200-500$ | EL-16-40-TC-VIS-5D-C | 500-1000$ | Back | NA |  | 88 | 67 |  | 3.5
Kowa | LM35JC3M2 | 35 | C-mount | 2/3" | M27x0.5 | 200-500$ | EL-16-40-TC-VIS-5D-C | 500-1000$ | Back | NA |  | 88 | 67 |  | 4
Edmund Optics | 35-184, 35mm, f/4.0 Cr Series | 35 | C-mount | 2/3" | M25.5x0.5 | 200-500$ | EL-16-40-TC-VIS-5D-C | 500-1000$ | Back | NA |  | 88 | 67
Optart | MK3520 | 35 | C-mount | 2/3" | M25.5x0.5 | On Request | EL-16-40-TC-VIS-5D-C | 500-1000$ | Back | NA |  | 88 | 67 |  | 3.5
Optart | LM35JC | 35 | C-mount | 2/3" | M30.5XP0.5 | On Request | EL-16-40-TC-VIS-5D-C | 500-1000$ | Back | NA |  | 88 | 67 |  | 5
End of list
Note on O3: Author: Shorter is usually possible by adding spacers between camera and lens
Note on L4: This value has two meanings: - S-mount lennses with an EL in FRONT: Long S-mount lenses will protrude C-mount cameras. The calculation for C.mount spacers required between camera and EL is length of S-mount lens + back flange distance - 17.5mm - 1mm (additional clearance of typical EL) - M42-mount lenses with EL-16-40-TC-VIS-5D-M42 at the BACK: The amount of M42 spacers required between camera and EL to get infiniy in focus (the camera's flange to sensor distance is assumed at 12mm e.g. Dalsa Genie TS)
Note on O4: Author: Shorter is usually possible by adding spacers between camera and lens

## 0.5" & 50mm
1/2" sensors & 50mm focal length
Back to overview
Imaging lens | [6 empty] | Optotune lens |  |  |  | Typical WD range (mm)
Brand | Model (incl. weblink) | Focal length | Mount | Format | Filter thread | List price range | Model | List price range | Position | Spacers behind EL for infinite WD | Nominal WD (w/ ETL 0 dpt) | WD max | WD min | Vignetting | Smallest recommended pixel size (um) | Test report available | Comments
Kowa | LM50JC1MS | 50 | C-mount | 2/3" | M27x0.5 | 100-200$ | EL-16-40-TC-VIS-5D-M27 | 500-1000$ | Front | NA | 1000 | inf | 200 | No | 5
Schneider | Xenon Topaz 50/2.0 | 50 | C-mount | 1.1" | M30.5x0.5 | 500-1000$ | EL-16-40-TC-VIS-5D-M30.5 | 500-1000$ | Front | NA | 1000 | inf | 200 | No | 3
Kowa | LM50JC10M | 50 | C-mount | 2/3" | M30.5x0.5 | 500-1000$ | EL-16-40-TC-VIS-5D-M30.5 | 500-1000$ | Front | NA | 1000 | inf | 200 | No | 2
Computar | M5028-MPW2 | 50 | C-mount | 2/3" | M27x0.5 | 200-500$ | EL-16-40-TC-VIS-5D-M27 | 500-1000$ | Front | NA | 1000 | inf | 200 | No | 2.5
Tamron | M112FM50 | 50 | C-mount | 1/1.2" | M27x0.5 | 200-500$ | EL-16-40-TC-VIS-5D-M27 | 500-1000$ | Front | NA | 1000 | inf | 200 | No | 3.5
Kowa | LM50JC3M2 | 50 | C-mount | 2/3" | M27x0.5 | 200-500$ | EL-16-40-TC-VIS-5D-M27 | 500-1000$ | Front | NA | 1000 | inf | 200 | No | 4
Edmund Optics | 35-192, 50mm, f/4.0 Cr Series | 50 | C-mount | 2/3" | M30.5x0.5 | 200-500$ | EL-16-40-TC-VIS-5D-M30.5 | 500-1000$ | Front | NA | 1000 | inf | 200 | No
Optart | MK5028 | 50 | C-mount | 2/3" | M25.5x0.5 | On Request | EL-16-40-TC-VIS-5D-M25.5 | 500-1000$ | Front | NA | 1000 | inf | 200 | No | 3.5
Optart | LM50JC | 50 | C-mount | 2/3" | M30.5XP0.5 | On Request | EL-16-40-TC-VIS-5D-M30.5 | 500-1000$ | Front | NA | 1000 | inf | 200 | No | 5
Optart | KMK5020-10M | 50 | C-mount | 4/3" | M40.5xP0.5 | On Request | EL-16-40-TC-VIS-5D-C | 500-1000$ | Back | NA |  | 220 | 180 | No | 4
Optart | VMK5014-C | 50 | C-mount | 1" | M46XP0.75 | On Request | EL-16-40-TC-VIS-5D-C | 500-1000$ | Back | NA |  | 220 | 180 | No | 5
Schneider | Apo Componon 60/4 | 60 | M42-mount | 30mm | 0 | 500-1000$ | EL-16-40-TC-VIS-5D-M42 | 500-1000$ | Back | 10 mm |  | 220 | 180 | No | 5
Schneider | Xenon Topaz 50/2.0 | 50 | C-mount | 1.1" | M30.5x0.5 | 500-1000$ | EL-16-40-TC-VIS-5D-C | 500-1000$ | Back | NA |  | 220 | 180 | No | 3
Schneider | Xenon Topaz 50/2.0 | 50 | C-mount | 1.1" | M30.5x0.5 | 500-1000$ | EL-16-40-TC-VIS-5D-C | 500-1000$ | Back | NA |  | 186 | 138 | No | 3 | Yes | Using the C-mount adaptor of the Topaz 38mm lens
Kowa | LM50JC1MS | 50 | C-mount | 2/3" | M27x0.5 | 100-200$ | EL-16-40-TC-VIS-5D-C | 500-1000$ | Back | NA |  | 220 | 180 | No | 5
Kowa | LM50JC10M | 50 | C-mount | 2/3" | M30.5x0.5 | 500-1000$ | EL-16-40-TC-VIS-5D-C | 500-1000$ | Back | NA |  | 220 | 180 | No | 2
Computar | M5028-MPW2 | 50 | C-mount | 2/3" | M27x0.5 | 200-500$ | EL-16-40-TC-VIS-5D-C | 500-1000$ | Back | NA |  | 220 | 180 | No | 2.5
Tamron | M112FM50 | 50 | C-mount | 1/1.2" | M27x0.5 | 200-500$ | EL-16-40-TC-VIS-5D-C | 500-1000$ | Back | NA |  | 220 | 180 | No | 3.5
Tamron | M112FM50 | 50 | C-mount | 1/1.2" | M27x0.5 | 200-500$ | EL-16-40-TC-VIS-5D-C | 500-1000$ | Back | NA |  | 220 | 180 | No | 3.5
Kowa | LM50JC3M2 | 50 | C-mount | 2/3" | M27x0.5 | 200-500$ | EL-16-40-TC-VIS-5D-C | 500-1000$ | Back | NA |  | 220 | 180 | No | 4
Edmund Optics | 35-192, 50mm, f/4.0 Cr Series | 50 | C-mount | 2/3" | M30.5x0.5 | 200-500$ | EL-16-40-TC-VIS-5D-C | 500-1000$ | Back | NA |  | 220 | 180 | No
Optart | MK5028 | 50 | C-mount | 2/3" | M25.5x0.5 | On Request | EL-16-40-TC-VIS-5D-C | 500-1000$ | Back | NA |  | 220 | 180 | No | 3.5
Optart | LM50JC | 50 | C-mount | 2/3" | M30.5XP0.5 | On Request | EL-16-40-TC-VIS-5D-C | 500-1000$ | Back | NA |  | 220 | 180 | No | 5
End of list
Note on O3: Author: Shorter is usually possible by adding spacers between camera and lens
Note on L4: This value has two meanings: - S-mount lennses with an EL in FRONT: Long S-mount lenses will protrude C-mount cameras. The calculation for C.mount spacers required between camera and EL is length of S-mount lens + back flange distance - 17.5mm - 1mm (additional clearance of typical EL) - M42-mount lenses with EL-16-40-TC-VIS-5D-M42 at the BACK: The amount of M42 spacers required between camera and EL to get infiniy in focus (the camera's flange to sensor distance is assumed at 12mm e.g. Dalsa Genie TS)
Note on O4: Author: Shorter is usually possible by adding spacers between camera and lens
Note on N17: Author: By Mark

## 0.5" & 75mm
1/2" sensors & 75mm focal length
Back to overview
Imaging lens | [6 empty] | Optotune lens |  |  |  | Typical WD range (mm)
Brand | Model (incl. weblink) | Focal length | Mount | Format | Filter thread | List price range | Model | List price range | Position | Spacers behind EL for infinite WD | Nominal WD (w/ ETL 0 dpt) | WD max | WD min | Vignetting | Smallest recommended pixel size (um) | Test report available | Comments
Fujinon | HF75HA-1B | 75 | C-mount | 2/3" | M30.5x0.5 | <100$ | EL-16-40-TC-VIS-5D-C | 500-1000$ | Back | NA |  | 415 | 350 |  | 5
Qioptiq | Apo Rodagon D1 75/4.0 | 75 | M42-mount | 60mm | 0 | 200-500$ | EL-16-40-TC-VIS-5D-M42 | 500-1000$ | Back | NA |  |  |  |  | 5
Tamron | M112FM75 | 75 | C-mount | 1/1.2" | M27x0.5 | 200-500$ | EL-16-40-TC-VIS-5D-M27 | 500-1000$ | Front | NA | 1000 | inf | 200 |  | 3.5
Tamron | M112FM75 | 75 | C-mount | 1/1.2" | M27x0.5 | 200-500$ | EL-16-40-TC-VIS-5D-C | 500-1000$ | Back | NA |  | 415 | 350 |  | 3.5
Optart | VMK7518-C | 75 | C-mount | 1" | M55XP0.75 | On Request | EL-16-40-TC-VIS-5D-C | 500-1000$ | Back | NA |  | 415 | 350 |  | 5
Optart | LM75JC | 75 | C-mount | 2/3" | M34XP0.5 | On Request | EL-16-40-TC-VIS-5D-C | 500-1000$ | Back | NA |  | 415 | 350 |  | 5
End of list
Note on O3: Author: Shorter is usually possible by adding spacers between camera and lens
Note on L4: This value has two meanings: - S-mount lennses with an EL in FRONT: Long S-mount lenses will protrude C-mount cameras. The calculation for C.mount spacers required between camera and EL is length of S-mount lens + back flange distance - 17.5mm - 1mm (additional clearance of typical EL) - M42-mount lenses with EL-16-40-TC-VIS-5D-M42 at the BACK: The amount of M42 spacers required between camera and EL to get infiniy in focus (the camera's flange to sensor distance is assumed at 12mm e.g. Dalsa Genie TS)
Note on O4: Author: Shorter is usually possible by adding spacers between camera and lens

## 0.67" & 16mm
2/3" sensors & 16mm focal length
Back to overview
Imaging lens | [6 empty] | Optotune lens |  |  |  | Typical WD range (mm)
Brand | Model (incl. weblink) | Focal length | Mount | Format | Filter thread | List price range | Model | List price range | Position | Spacers behind EL for infinite WD | Nominal WD (w/ ETL 0 dpt) | WD max | WD min | Vignetting | Smallest recommended pixel size (um) | Test report available | Comments
Kowa | LM16JC5M2 | 16 | C-mount | 2/3" | M30.5x0.5 | 200-500$ | EL-16-40-TC-VIS-5D-M30.5 | 500-1000$ | Front | NA | 1000 | inf | 200 | Yes | 2.5
Computar | M1620-MPW2 | 16 | C-mount | 2/3" | M27x0.5 | 200-500$ | EL-16-40-TC-VIS-5D-M27 | 500-1000$ | Front | NA | 1000 | inf | 200 | Yes | 2.5
Tamron | M112FM16 | 16 | C-mount | 1/1.2" | M27x0.5 | 200-500$ | EL-16-40-TC-VIS-5D-M27 | 500-1000$ | Front | NA | 1000 | inf | 200 | Yes | 3.5
Fujinon | HF16XA-5M | 16 | C-mount | 2/3" | M25.5x0.5 | 200-500$ | EL-16-40-TC-VIS-5D-M25.5 | 500-1000$ | Front | NA | 1000 | inf | 200 | Yes | 3.5
Kowa | LM16JC3M2 | 16 | C-mount | 2/3" | M27x0.5 | 200-500$ | EL-16-40-TC-VIS-5D-M27 | 500-1000$ | Front | NA | 1000 | inf | 200 | Yes | 4
Edmund Optics | 35-166, 16mm, f/4.0 Cr Series | 16 | C-mount | 2/3" | M25.5x0.5 | 200-500$ | EL-16-40-TC-VIS-5D-M25.5 | 500-1000$ | Front | NA | 1000 | inf | 200 | Yes
End of list
Note on O3: Author: Shorter is usually possible by adding spacers between camera and lens
Note on L4: This value has two meanings: - S-mount lennses with an EL in FRONT: Long S-mount lenses will protrude C-mount cameras. The calculation for C.mount spacers required between camera and EL is length of S-mount lens + back flange distance - 17.5mm - 1mm (additional clearance of typical EL) - M42-mount lenses with EL-16-40-TC-VIS-5D-M42 at the BACK: The amount of M42 spacers required between camera and EL to get infiniy in focus (the camera's flange to sensor distance is assumed at 12mm e.g. Dalsa Genie TS)
Note on O4: Author: Shorter is usually possible by adding spacers between camera and lens

## 0.67" & 25mm
2/3" sensors & 25mm focal length
Back to overview
Imaging lens | [6 empty] | Optotune lens |  |  |  | Typical WD range (mm)
Brand | Model (incl. weblink) | Focal length | Mount | Format | Filter thread | List price range | Model | List price range | Position | Spacers behind EL for infinite WD | Nominal WD (w/ ETL 0 dpt) | WD max | WD min | Vignetting | Smallest recommended pixel size (um) | Test report available | Comments
Kowa | LM25JC5M2 | 25 | C-mount | 2/3" | M30.5x0.5 | 200-500$ | EL-16-40-TC-VIS-5D-M30.5 | 500-1000$ | Front | NA | 1000 | inf | 200 |  | 2.5
Computar | M2518-MPW2 | 25 | C-mount | 2/3" | M27x0.5 | 200-500$ | EL-16-40-TC-VIS-5D-M27 | 500-1000$ | Front | NA | 1000 | inf | 200 |  | 2.5
Fujinon | HF25XA-5M | 25 | C-mount | 2/3" | M25.5x0.5 | 200-500$ | EL-16-40-TC-VIS-5D-M25.5 | 500-1000$ | Front | NA | 1000 | inf | 200 |  | 3.5
Kowa | LM25JC3M2 | 25 | C-mount | 2/3" | M27x0.5 | 200-500$ | EL-16-40-TC-VIS-5D-M27 | 500-1000$ | Front | NA | 1000 | inf | 200 |  | 4
Edmund Optics | 35-175, 25mm, f/4.0 Cr Series | 25 | C-mount | 2/3" | M25.5x0.5 | 200-500$ | EL-16-40-TC-VIS-5D-M25.5 | 500-1000$ | Front | NA | 1000 | inf | 200
Optart | MK2514-C | 25 | C-mount | 2/3" | M27x0.5 | On Request | EL-16-40-TC-VIS-5D-M27 | 500-1000$ | Front | NA | 1000 | inf | 200 |  | 3.5
Optart | LM25JC | 25 | C-mount | 2/3" | M27XP0.5 | On Request | EL-16-40-TC-VIS-5D-M27 | 500-1000$ | Front | NA | 1000 | inf | 200 |  | 5
End of list
Note on O3: Author: Shorter is usually possible by adding spacers between camera and lens
Note on L4: This value has two meanings: - S-mount lennses with an EL in FRONT: Long S-mount lenses will protrude C-mount cameras. The calculation for C.mount spacers required between camera and EL is length of S-mount lens + back flange distance - 17.5mm - 1mm (additional clearance of typical EL) - M42-mount lenses with EL-16-40-TC-VIS-5D-M42 at the BACK: The amount of M42 spacers required between camera and EL to get infiniy in focus (the camera's flange to sensor distance is assumed at 12mm e.g. Dalsa Genie TS)
Note on O4: Author: Shorter is usually possible by adding spacers between camera and lens

## 0.67" & 35mm
2/3" sensors & 35mm focal length
Back to overview
Imaging lens | [6 empty] | Optotune lens |  |  |  | Typical WD range (mm)
Brand | Model (incl. weblink) | Focal length | Mount | Format | Filter thread | List price range | Model | List price range | Position | Spacers behind EL for infinite WD | Nominal WD (w/ ETL 0 dpt) | WD max | WD min | Vignetting | Smallest recommended pixel size (um) | Test report available | Comments
Kowa | LM35HC-OPT | 35 | C-mount | 1" | None | 200-500$ | EL-16-40-TC-VIS-5D-C | 500-1000$ | Back | NA | 1000 | inf | 200 | No | 3.5 | Yes | Integrated design, very compact, great performance
Kowa | LM35JC1MS | 35 | C-mount | 2/3" | M27x0.5 | 100-200$ | EL-16-40-TC-VIS-5D-M27 | 500-1000$ | Front | NA | 1000 | inf | 200 | No | 5
Kowa | LM35JC5M2 | 35 | C-mount | 2/3" | M30.5x0.5 | 200-500$ | EL-16-40-TC-VIS-5D-M30.5 | 500-1000$ | Front | NA | 1000 | inf | 200 | No | 2.5
Computar | M3520-MPW2 | 35 | C-mount | 2/3" | M27x0.5 | 200-500$ | EL-16-40-TC-VIS-5D-M27 | 500-1000$ | Front | NA | 1000 | inf | 200 | No | 2.5
Fujinon | HF35XA-5M | 35 | C-mount | 2/3" | M25.5x0.5 | 200-500$ | EL-16-40-TC-VIS-5D-M25.5 | 500-1000$ | Front | NA | 1000 | inf | 200 | No | 3.5
Kowa | LM35JC3M2 | 35 | C-mount | 2/3" | M27x0.5 | 200-500$ | EL-16-40-TC-VIS-5D-M27 | 500-1000$ | Front | NA | 1000 | inf | 200 | No | 4
Edmund Optics | 35-184, 35mm, f/4.0 Cr Series | 35 | C-mount | 2/3" | M25.5x0.5 | 200-500$ | EL-16-40-TC-VIS-5D-M25.5 | 500-1000$ | Front | NA | 1000 | inf | 200 | No
Optart | MK3520 | 35 | C-mount | 2/3" | M25.5x0.5 | On Request | EL-16-40-TC-VIS-5D-M25.5 | 500-1000$ | Front | NA | 1000 | inf | 200 | No | 3.5
Optart | LM35JC | 35 | C-mount | 2/3" | M30.5XP0.5 | On Request | EL-16-40-TC-VIS-5D-M30.5 | 500-1000$ | Front | NA | 1000 | inf | 200 | No | 5
Optart | VMK3514-C | 35 | C-mount | 1" | M46XP0.75 | On Request | EL-16-40-TC-VIS-5D-C | 500-1000$ | Back | NA |  | 88 | 67 | No | 5
Kowa | LM35JC1MS | 35 | C-mount | 2/3" | M27x0.5 | 100-200$ | EL-16-40-TC-VIS-5D-C | 500-1000$ | Back | NA |  | 88 | 67 | No | 5
Kowa | LM35JC5M2 | 35 | C-mount | 2/3" | M30.5x0.5 | 200-500$ | EL-16-40-TC-VIS-5D-C | 500-1000$ | Back | NA |  | 88 | 67 | No | 2.5
Computar | M3520-MPW2 | 35 | C-mount | 2/3" | M27x0.5 | 200-500$ | EL-16-40-TC-VIS-5D-C | 500-1000$ | Back | NA |  | 88 | 67 | No | 2.5
Fujinon | HF35XA-5M | 35 | C-mount | 2/3" | M25.5x0.5 | 200-500$ | EL-16-40-TC-VIS-5D-C | 500-1000$ | Back | NA |  | 88 | 67 | No | 3.5
Kowa | LM35JC3M2 | 35 | C-mount | 2/3" | M27x0.5 | 200-500$ | EL-16-40-TC-VIS-5D-C | 500-1000$ | Back | NA |  | 88 | 67 | No | 4
Edmund Optics | 35-184, 35mm, f/4.0 Cr Series | 35 | C-mount | 2/3" | M25.5x0.5 | 200-500$ | EL-16-40-TC-VIS-5D-C | 500-1000$ | Back | NA |  | 88 | 67 | No
Optart | MK3520 | 35 | C-mount | 2/3" | M25.5x0.5 | On Request | EL-16-40-TC-VIS-5D-C | 500-1000$ | Back | NA |  | 88 | 67 | No | 3.5
Optart | LM35JC | 35 | C-mount | 2/3" | M30.5XP0.5 | On Request | EL-16-40-TC-VIS-5D-C | 500-1000$ | Back | NA |  | 88 | 67 | No | 5
End of list
Note on O3: Author: Shorter is usually possible by adding spacers between camera and lens
Note on L4: This value has two meanings: - S-mount lennses with an EL in FRONT: Long S-mount lenses will protrude C-mount cameras. The calculation for C.mount spacers required between camera and EL is length of S-mount lens + back flange distance - 17.5mm - 1mm (additional clearance of typical EL) - M42-mount lenses with EL-16-40-TC-VIS-5D-M42 at the BACK: The amount of M42 spacers required between camera and EL to get infiniy in focus (the camera's flange to sensor distance is assumed at 12mm e.g. Dalsa Genie TS)
Note on O4: Author: Shorter is usually possible by adding spacers between camera and lens

## 0.67" & 50mm
2/3" sensors & 50mm focal length
Back to overview
Imaging lens | [6 empty] | Optotune lens |  |  |  | Typical WD range (mm)
Brand | Model (incl. weblink) | Focal length | Mount | Format | Filter thread | List price range | Model | List price range | Position | Spacers behind EL for infinite WD | Nominal WD (w/ ETL 0 dpt) | WD max | WD min | Vignetting | Smallest recommended pixel size (um) | Test report available | Comments
C4C | LCL 2.8/50 | 50 | C-mount | 1.1" | None | 1000-2000$ | EL-16-40-TC-VIS-5D | 500-1000$ | Integrated | NA | 1000 | inf | 200 | No | 3.45 | Yes | Includes mechanical focusing too
Kowa | LM50JC1MS | 50 | C-mount | 2/3" | M27x0.5 | 100-200$ | EL-16-40-TC-VIS-5D-M27 | 500-1000$ | Front | NA | 1000 | inf | 200 | No | 5
Schneider | Xenon Topaz 50/2.0 | 50 | C-mount | 1.1" | M30.5x0.5 | 500-1000$ | EL-16-40-TC-VIS-5D-M30.5 | 500-1000$ | Front | NA | 1000 | inf | 200 | No | 3
Kowa | LM50JC10M | 50 | C-mount | 2/3" | M30.5x0.5 | 500-1000$ | EL-16-40-TC-VIS-5D-M30.5 | 500-1000$ | Front | NA | 1000 | inf | 200 | No | 2
Computar | M5028-MPW2 | 50 | C-mount | 2/3" | M27x0.5 | 200-500$ | EL-16-40-TC-VIS-5D-M27 | 500-1000$ | Front | NA | 1000 | inf | 200 | No | 2.5
Tamron | M112FM50 | 50 | C-mount | 1/1.2" | M27x0.5 | 200-500$ | EL-16-40-TC-VIS-5D-M27 | 500-1000$ | Front | NA | 1000 | inf | 200 | No | 3.5
Tamron | 23FM50SP | 50 | C-mount | 2/3" | M30.5x0.5 | 100-200$ | EL-16-40-TC-VIS-5D-M30.5 | 500-1000$ | Front | NA | 1000 | inf | 200 | No | 5
Kowa | LM50JC3M2 | 50 | C-mount | 2/3" | M27x0.5 | 200-500$ | EL-16-40-TC-VIS-5D-M27 | 500-1000$ | Front | NA | 1000 | inf | 200 | No | 4
Edmund Optics | 35-192, 50mm, f/4.0 Cr Series | 50 | C-mount | 2/3" | M30.5x0.5 | 200-500$ | EL-16-40-TC-VIS-5D-M30.5 | 500-1000$ | Front | NA | 1000 | inf | 200 | No
Optart | MK5028 | 50 | C-mount | 2/3" | M25.5x0.5 | On Request | EL-16-40-TC-VIS-5D-M25.5 | 500-1000$ | Front | NA | 1000 | inf | 200 | No | 3.5
Optart | LM50JC | 50 | C-mount | 2/3" | M30.5XP0.5 | On Request | EL-16-40-TC-VIS-5D-M30.5 | 500-1000$ | Front | NA | 1000 | inf | 200 | No | 5
Optart | VMK5014-C | 50 | C-mount | 1" | M46XP0.75 | On Request | EL-16-40-TC-VIS-5D-C | 500-1000$ | Back | NA |  | 220 | 180 | No | 5
Optart | MK5014-C | 50 | C-mount | 2/3" | M37xP0.5 | On Request | EL-16-40-TC-VIS-5D-C | 500-1000$ | Back | NA |  | 220 | 180 | No | 3.5
Kowa | LM50JC1MS | 50 | C-mount | 2/3" | M27x0.5 | 100-200$ | EL-16-40-TC-VIS-5D-C | 500-1000$ | Back | NA |  | 220 | 180 | No | 5
Schneider | Xenon Topaz 50/2.0 | 50 | C-mount | 1.1" | M30.5x0.5 | 500-1000$ | EL-16-40-TC-VIS-5D-C | 500-1000$ | Back | NA |  | 220 | 180 | No | 3 | Yes | Longer WD achievable with C-mount thread of Topaz 38mm
Kowa | LM50JC10M | 50 | C-mount | 2/3" | M30.5x0.5 | 500-1000$ | EL-16-40-TC-VIS-5D-C | 500-1000$ | Back | NA |  | 220 | 180 | No | 2
Computar | M5028-MPW2 | 50 | C-mount | 2/3" | M27x0.5 | 200-500$ | EL-16-40-TC-VIS-5D-C | 500-1000$ | Back | NA |  | 220 | 180 | No | 2.5
Tamron | M112FM50 | 50 | C-mount | 1/1.2" | M27x0.5 | 200-500$ | EL-16-40-TC-VIS-5D-C | 500-1000$ | Back | NA |  | 220 | 180 | No | 3.5
Tamron | 23FM50SP | 50 | C-mount | 2/3" | M30.5x0.5 | 100-200$ | EL-16-40-TC-VIS-5D-C | 500-1000$ | Back | NA |  | 220 | 180 | No | 5
Kowa | LM50JC3M2 | 50 | C-mount | 2/3" | M27x0.5 | 200-500$ | EL-16-40-TC-VIS-5D-C | 500-1000$ | Back | NA |  | 220 | 180 | No | 4
Edmund Optics | 35-192, 50mm, f/4.0 Cr Series | 50 | C-mount | 2/3" | M30.5x0.5 | 200-500$ | EL-16-40-TC-VIS-5D-C | 500-1000$ | Back | NA |  | 220 | 180 | No
Optart | MK5028 | 50 | C-mount | 2/3" | M25.5x0.5 | On Request | EL-16-40-TC-VIS-5D-C | 500-1000$ | Back | NA |  | 220 | 180 | No | 3.5
Optart | LM50JC | 50 | C-mount | 2/3" | M30.5XP0.5 | On Request | EL-16-40-TC-VIS-5D-C | 500-1000$ | Back | NA |  | 220 | 180 | No | 5
End of list
Note on O3: Author: Shorter is usually possible by adding spacers between camera and lens
Note on L4: This value has two meanings: - S-mount lennses with an EL in FRONT: Long S-mount lenses will protrude C-mount cameras. The calculation for C.mount spacers required between camera and EL is length of S-mount lens + back flange distance - 17.5mm - 1mm (additional clearance of typical EL) - M42-mount lenses with EL-16-40-TC-VIS-5D-M42 at the BACK: The amount of M42 spacers required between camera and EL to get infiniy in focus (the camera's flange to sensor distance is assumed at 12mm e.g. Dalsa Genie TS)
Note on O4: Author: Shorter is usually possible by adding spacers between camera and lens

## 0.67" & 75mm
2/3" sensors & 75mm focal length
Back to overview
Imaging lens | [6 empty] | Optotune lens |  |  |  | Typical WD range (mm)
Brand | Model (incl. weblink) | Focal length | Mount | Format | Filter thread | List price range | Model | List price range | Position | Spacers behind EL for infinite WD | Nominal WD (w/ ETL 0 dpt) | WD max | WD min | Vignetting | Smallest recommended pixel size (um) | Test report available | Comments
Optart | VMK7518-C | 75 | C-mount | 1" | M55XP0.75 | On Request | EL-16-40-TC-VIS-5D-C | 500-1000$ | Back | NA |  | 415 | 350 | No | 5
Optart | LM75JC | 75 | C-mount | 2/3" | M34XP0.5 | On Request | EL-16-40-TC-VIS-5D-C | 500-1000$ | Back | NA |  | 415 | 350 | No | 5
Fujinon | HF75HA-1B | 75 | C-mount | 2/3" | M30.5x0.5 | <100$ | EL-16-40-TC-VIS-5D-C | 500-1000$ | Back | NA |  | 415 | 350 | No | 5
Tamron | M112FM75 | 75 | C-mount | 1/1.2" | M27x0.5 | 200-500$ | EL-16-40-TC-VIS-5D-M27 | 500-1000$ | Back | NA |  | 415 | 350 | No | 3.5
Tamron | M112FM75 | 75 | C-mount | 1/1.2" | M27x0.5 | 200-500$ | EL-16-40-TC-VIS-5D-C | 500-1000$ | Front | NA | 1000 | inf | 200 | No | 3.5
End of list
Note on O3: Author: Shorter is usually possible by adding spacers between camera and lens
Note on L4: This value has two meanings: - S-mount lennses with an EL in FRONT: Long S-mount lenses will protrude C-mount cameras. The calculation for C.mount spacers required between camera and EL is length of S-mount lens + back flange distance - 17.5mm - 1mm (additional clearance of typical EL) - M42-mount lenses with EL-16-40-TC-VIS-5D-M42 at the BACK: The amount of M42 spacers required between camera and EL to get infiniy in focus (the camera's flange to sensor distance is assumed at 12mm e.g. Dalsa Genie TS)
Note on O4: Author: Shorter is usually possible by adding spacers between camera and lens

## 1" & 12mm
1" sensors & 25mm focal length
Back to overview
Imaging lens | [6 empty] | Optotune lens |  |  |  | Typical WD range (mm)
Brand | Model (incl. weblink) | Focal length | Mount | Format | Filter thread | List price range | Model | List price range | Position | Spacers behind EL for infinite WD | Nominal WD (w/ ETL 0 dpt) | WD max | WD min | Vignetting | Smallest recommended pixel size (um) | Test report available | Comments
VST | VS-LQ12H11 | 12 | C-mount | 1.1" |  | 500-1000$ | EL-16-40-TC-VIS-5D | 500-1000$ | Integrated | NA | 1000 | inf | 200 | No | 3.5 | Yes | Optimized optical design, which provides great resolution and illumination to the corners
End of list
Note on O3: Author: Shorter is usually possible by adding spacers between camera and lens
Note on L4: This value has two meanings: - S-mount lennses with an EL in FRONT: Long S-mount lenses will protrude C-mount cameras. The calculation for C.mount spacers required between camera and EL is length of S-mount lens + back flange distance - 17.5mm - 1mm (additional clearance of typical EL) - M42-mount lenses with EL-16-40-TC-VIS-5D-M42 at the BACK: The amount of M42 spacers required between camera and EL to get infiniy in focus (the camera's flange to sensor distance is assumed at 12mm e.g. Dalsa Genie TS)
Note on O4: Author: Shorter is usually possible by adding spacers between camera and lens

## 1" & 25mm
1" sensors & 25mm focal length
Back to overview
Imaging lens | [6 empty] | Optotune lens |  |  |  | Typical WD range (mm)
Brand | Model (incl. weblink) | Focal length | Mount | Format | Filter thread | List price range | Model | List price range | Position | Spacers behind EL for infinite WD | Nominal WD (w/ ETL 0 dpt) | WD max | WD min | Vignetting | Smallest recommended pixel size (um) | Test report available | Comments
Schneider | Xenon Topaz 25 | 25 | C-mount | 1.1" | M30.5x0.5 | 500-1000$ | EL-16-40-TC-VIS-5D-M30.5 | 500-1000$ | Front | NA | 1000 | inf | 200 | Yes | 3 |  | Works for a 1" sensor if corner performance is not so important
Schneider | Xenon Topaz 30 | 30 | C-mount | 1.1" | M30.5x0.5 | 500-1000$ | EL-16-40-TC-VIS-5D-M30.5 | 500-1000$ | Front | NA | 1000 | inf | 200 | A little | 3 | Yes | Hardly any vignetting on 1", a bit on 1.1"
Evetar | ELM-25-2.8-18-C | 25 | C-mount | 1.1" | M43xP0.75 | 500-1000$ | EL-16-40-TC-VIS-5D | 500-1000$ | Integrated | NA | 1000 | inf | 200 | None | 2.4 | Yes | Optimized design, great MTF also polychromatic
End of list
Note on O3: Author: Shorter is usually possible by adding spacers between camera and lens
Note on L4: This value has two meanings: - S-mount lennses with an EL in FRONT: Long S-mount lenses will protrude C-mount cameras. The calculation for C.mount spacers required between camera and EL is length of S-mount lens + back flange distance - 17.5mm - 1mm (additional clearance of typical EL) - M42-mount lenses with EL-16-40-TC-VIS-5D-M42 at the BACK: The amount of M42 spacers required between camera and EL to get infiniy in focus (the camera's flange to sensor distance is assumed at 12mm e.g. Dalsa Genie TS)
Note on O4: Author: Shorter is usually possible by adding spacers between camera and lens

## 1" & 35mm
1" sensors & 35mm focal length
Back to overview
Imaging lens | [6 empty] | Optotune lens |  |  |  | Typical WD range (mm)
Brand | Model (incl. weblink) | Focal length | Mount | Format | Filter thread | List price range | Model | List price range | Position | Spacers behind EL for infinite WD | Nominal WD (w/ ETL 0 dpt) | WD max | WD min | Vignetting | Smallest recommended pixel size (um) | Test report available | Comments
Kowa | LM35HC-OPT | 35 | C-mount | 1" | None | 200-500$ | EL-16-40-TC-VIS-5D-C | 500-1000$ | Back | NA | 1000 | inf | 200 | No | 3.5 | Yes | Integrated design, very compact, great performance
Schneider | Xenon Topaz 30 | 30 | C-mount | 1.1" | M30.5x0.5 | 500-1000$ | EL-16-40-TC-VIS-5D-M30.5 | 500-1000$ | Front | NA | 1000 | inf | 200 | A little | 3 | Yes | Hardly any vignetting on 1", a bit on 1.1"
Schneider | Xenon Topaz 30 | 30 | C-mount | 1.1" | M30.5x0.5 | 500-1000$ | EL-16-40-TC-VIS-5D-M30.5 | 500-1000$ | Front | NA | 1000 | inf | 200 | A little | 3 | Yes | Hardly any vignetting on 1", a bit on 1.1"
Schneider | Xenon Topaz 38 | 38 | C-mount | 1.1" | M30.5x0.5 | 500-1000$ | EL-16-40-TC-VIS-5D-M30.5 | 500-1000$ | Front | NA | 1000 | inf | 200 | No | 3 |  | Great performance up to 1.1"
Schneider | Xenon Topaz 38 | 38 | C-mount | 1.1" | M30.5x0.5 | 500-1000$ | EL-16-40-TC-VIS-5D-C | 500-1000$ | Back | NA |  | 88 | 67 | No | 3
Optart | KMK3520-10M | 35 | C-mount | 4/3" | M40.5xP0.5 | On Request | EL-16-40-TC-VIS-5D-C | 500-1000$ | Back | NA |  | 88 | 67 | No | 4 |  | Works well as macro up to 1.1"
Optart | VMK3514-C | 35 | C-mount | 1" | M46XP0.75 | On Request | EL-16-40-TC-VIS-5D-C | 500-1000$ | Back | NA |  | 88 | 67 | No | 5
End of list
Note on O3: Author: Shorter is usually possible by adding spacers between camera and lens
Note on L4: This value has two meanings: - S-mount lennses with an EL in FRONT: Long S-mount lenses will protrude C-mount cameras. The calculation for C.mount spacers required between camera and EL is length of S-mount lens + back flange distance - 17.5mm - 1mm (additional clearance of typical EL) - M42-mount lenses with EL-16-40-TC-VIS-5D-M42 at the BACK: The amount of M42 spacers required between camera and EL to get infiniy in focus (the camera's flange to sensor distance is assumed at 12mm e.g. Dalsa Genie TS)
Note on O4: Author: Shorter is usually possible by adding spacers between camera and lens

## 1" & 50mm
1" sensors & 50mm focal length
Back to overview
Imaging lens | [6 empty] | Optotune lens |  |  |  | Typical WD range (mm)
Brand | Model (incl. weblink) | Focal length | Mount | Format | Filter thread | List price range | Model | List price range | Position | Spacers behind EL for infinite WD | Nominal WD (w/ ETL 0 dpt) | WD max | WD min | Vignetting | Smallest recommended pixel size (um) | Test report available | Comments
C4C | LCL 2.8/50 | 50 | C-mount | 1.1" | None | 1000-2000$ | EL-16-40-TC-VIS-5D | 500-1000$ | Integrated | NA | 1000 | inf | 200 | A little at F/2.8 | 3.45 | Yes | Includes mechanical focusing too
Schneider | Xenon Topaz 50/2.0 | 50 | C-mount | 1.1" | M30.5x0.5 | 500-1000$ | EL-16-40-TC-VIS-5D-M30.5 | 500-1000$ | Front | NA | 1000 | inf | 200 | No | 3
Schneider | Xenon Topaz 50/2.0 | 50 | C-mount | 1.1" | M30.5x0.5 | 500-1000$ | EL-16-40-TC-VIS-5D-C | 500-1000$ | Back | NA |  | 220 | 180 | No | 3 |  | Longer WD achievable with C-mount thread of Topaz 38mm
Optart | KMK5020-10M | 50 | C-mount | 4/3" | M40.5xP0.5 | On Request | EL-16-40-TC-VIS-5D-C | 500-1000$ | Back | NA |  | 220 | 180 | No | 4
Optart | VMK5014-C | 50 | C-mount | 1" | M46XP0.75 | On Request | EL-16-40-TC-VIS-5D-C | 500-1000$ | Back | NA |  | 220 | 180 | No | 5
Schneider | Xenon Topaz 38 | 38 | C-mount | 1.1" | M30.5x0.5 | 500-1000$ | EL-16-40-TC-VIS-5D-C | 500-1000$ | Back | NA |  | 220 | 180 | No | 3
End of list
Note on O3: Author: Shorter is usually possible by adding spacers between camera and lens
Note on L4: This value has two meanings: - S-mount lennses with an EL in FRONT: Long S-mount lenses will protrude C-mount cameras. The calculation for C.mount spacers required between camera and EL is length of S-mount lens + back flange distance - 17.5mm - 1mm (additional clearance of typical EL) - M42-mount lenses with EL-16-40-TC-VIS-5D-M42 at the BACK: The amount of M42 spacers required between camera and EL to get infiniy in focus (the camera's flange to sensor distance is assumed at 12mm e.g. Dalsa Genie TS)
Note on O4: Author: Shorter is usually possible by adding spacers between camera and lens

## 1" & 75mm
1" sensors & 75mm focal length
Back to overview
Imaging lens | [6 empty] | Optotune lens |  |  |  | Typical WD range (mm)
Brand | Model (incl. weblink) | Focal length | Mount | Format | Filter thread | List price range | Model | List price range | Position | Spacers behind EL for infinite WD | Nominal WD (w/ ETL 0 dpt) | WD max | WD min | Vignetting | Smallest recommended pixel size (um) | Test report available | Comments
Optart | VMK7518-C | 75 | C-mount | 1" | M55XP0.75 | On Request | EL-16-40-TC-VIS-5D-C | 500-1000$ | Back | NA |  | 415 | 350 | No | 5
End of list
Note on O3: Author: Shorter is usually possible by adding spacers between camera and lens
Note on L4: This value has two meanings: - S-mount lennses with an EL in FRONT: Long S-mount lenses will protrude C-mount cameras. The calculation for C.mount spacers required between camera and EL is length of S-mount lens + back flange distance - 17.5mm - 1mm (additional clearance of typical EL) - M42-mount lenses with EL-16-40-TC-VIS-5D-M42 at the BACK: The amount of M42 spacers required between camera and EL to get infiniy in focus (the camera's flange to sensor distance is assumed at 12mm e.g. Dalsa Genie TS)
Note on O4: Author: Shorter is usually possible by adding spacers between camera and lens

## 30mm & 25mm
30mm sensors & 25mm focal length
Back to overview
Imaging lens | [6 empty] | Optotune lens |  |  |  | Typical WD range (mm)
Brand | Model (incl. weblink) | Focal length | Mount | Format | Filter thread | List price range | Model | List price range | Position | Spacers behind EL for infinite WD | Nominal WD (w/ ETL 0 dpt) | WD max | WD min | Vignetting | Smallest recommended pixel size (um) | Test report available | Comments
Zeiss | Distagon T 28F2 | 28 | M42-mount | 30mm | 0 | 1000-2000$ | EL-16-40-TC-VIS-5D-M42 | 500-1000$ | Back | 0mm |  | inf | 250 | Yes | 5 | Yes | Resolution drops towards the corners at short WDs
Zeiss | Distagon T 25F2 | 25 | M42-mount | 30mm | 0 | 1000-2000$ | EL-16-40-TC-VIS-5D-M42 | 500-1000$ | Back | 0mm |  |  |  | Yes | 5
End of list
Note on O3: Author: Shorter is usually possible by adding spacers between camera and lens
Note on L4: This value has two meanings: - S-mount lennses with an EL in FRONT: Long S-mount lenses will protrude C-mount cameras. The calculation for C.mount spacers required between camera and EL is length of S-mount lens + back flange distance - 17.5mm - 1mm (additional clearance of typical EL) - M42-mount lenses with EL-16-40-TC-VIS-5D-M42 at the BACK: The amount of M42 spacers required between camera and EL to get infiniy in focus (the camera's flange to sensor distance is assumed at 12mm e.g. Dalsa Genie TS)
Note on O4: Author: Shorter is usually possible by adding spacers between camera and lens

## 30mm & 35mm
30mm sensors & 35mm focal length
Back to overview
Imaging lens | [6 empty] | Optotune lens |  |  |  | Typical WD range (mm)
Brand | Model (incl. weblink) | Focal length | Mount | Format | Filter thread | List price range | Model | List price range | Position | Spacers behind EL for infinite WD | Nominal WD (w/ ETL 0 dpt) | WD max | WD min | Vignetting | Smallest recommended pixel size (um) | Test report available | Comments
Zeiss | Distagon T 28F2 | 28 | M42-mount | 30mm | 0 | 1000-2000$ | EL-16-40-TC-VIS-5D-M42 | 500-1000$ | Back | 0mm |  | inf | 250 | Yes | 5 | Yes | Resolution drops towards the corners at short WDs
Zeiss | Interlock 2/35 | 35 | M42-mount | 30mm | Larger | 1000-2000$ | EL-16-40-TC-VIS-5D-M42 | 500-1000$ | Back | NA |  |  |  | A little | 5
End of list
Note on O3: Author: Shorter is usually possible by adding spacers between camera and lens
Note on L4: This value has two meanings: - S-mount lennses with an EL in FRONT: Long S-mount lenses will protrude C-mount cameras. The calculation for C.mount spacers required between camera and EL is length of S-mount lens + back flange distance - 17.5mm - 1mm (additional clearance of typical EL) - M42-mount lenses with EL-16-40-TC-VIS-5D-M42 at the BACK: The amount of M42 spacers required between camera and EL to get infiniy in focus (the camera's flange to sensor distance is assumed at 12mm e.g. Dalsa Genie TS)
Note on O4: Author: Shorter is usually possible by adding spacers between camera and lens

## 30mm & 50mm
30mm sensors & 50mm focal length
Back to overview
Imaging lens | [6 empty] | Optotune lens |  |  |  | Typical WD range (mm)
Brand | Model (incl. weblink) | Focal length | Mount | Format | Filter thread | List price range | Model | List price range | Position | Spacers behind EL for infinite WD | Nominal WD (w/ ETL 0 dpt) | WD max | WD min | Vignetting | Smallest recommended pixel size (um) | Test report available | Comments
Schneider | Apo Componon 40/2.8 | 40 | M42-mount | 30mm | 0 | 500-1000$ | EL-16-40-TC-VIS-5D-M42 | 500-1000$ | Back | 0mm |  | 350 | 230 | A little | 5 | Yes
Schneider | Apo Componon 60/4 | 60 | M42-mount | 30mm | 0 | 500-1000$ | EL-16-40-TC-VIS-5D-M42 | 500-1000$ | Back | 10mm |  | inf | 350 | No | 5 | Yes | Very good performance
Linos | Inspec.x L 4/60 | 60 | M42-mount | 60mm | Larger | 500-1000$ | EL-16-40-TC-VIS-5D-M42 | 500-1000$ | Back | 13mm |  | inf | 350 | No | 5
Kowa | LM50-IR-P | 50 | M42-mount | 30mm | 0 | 1000-2000$ | EL-16-40-TC-VIS-5D-M42 | 500-1000$ | Back | 0mm |  | inf | 350 | No | 7.5
Kowa | LM65-IR-P | 65 | M42-mount | 30mm | 0 | 1000-2000$ | EL-16-40-TC-VIS-5D-M42 | 500-1000$ | Back | 0mm |  | inf | 350 | No | 7.5
End of list
Note on O3: Author: Shorter is usually possible by adding spacers between camera and lens
Note on L4: This value has two meanings: - S-mount lennses with an EL in FRONT: Long S-mount lenses will protrude C-mount cameras. The calculation for C.mount spacers required between camera and EL is length of S-mount lens + back flange distance - 17.5mm - 1mm (additional clearance of typical EL) - M42-mount lenses with EL-16-40-TC-VIS-5D-M42 at the BACK: The amount of M42 spacers required between camera and EL to get infiniy in focus (the camera's flange to sensor distance is assumed at 12mm e.g. Dalsa Genie TS)
Note on O4: Author: Shorter is usually possible by adding spacers between camera and lens

## 30mm & 75mm
30mm sensors & 75mm focal length
Back to overview
Imaging lens | [6 empty] | Optotune lens |  |  |  | Typical WD range (mm)
Brand | Model (incl. weblink) | Focal length | Mount | Format | Filter thread | List price range | Model | List price range | Position | Spacers behind EL for infinite WD | Nominal WD (w/ ETL 0 dpt) | WD max | WD min | Vignetting | Smallest recommended pixel size (um) | Test report available | Comments
Qioptiq | Apo Rodagon D1 75/4.0 | 75 | M42-mount | 60mm | 0 | 200-500$ | EL-16-40-TC-VIS-5D-M42 | 500-1000$ | Back | NA |  |  |  | No | 5 | Yes | High quality and affordable setup for 1x magnification on large sensors
Schneider | Apo Componon 60/4 | 60 | M42-mount | 30mm | 0 | 500-1000$ | EL-16-40-TC-VIS-5D-M42 | 500-1000$ | Back | 10mm |  | inf | 350 | No | 5 | Yes | Very good performance
Linos | Inspec.x L 4/60 | 60 | M42-mount | 60mm | Larger | 500-1000$ | EL-16-40-TC-VIS-5D-M42 | 500-1000$ | Back | 13mm |  | inf | 350 | No | 5
Linos | Inspec.x L 4/100 | 100 | M42-mount | 60mm | Larger | 500-1000$ | EL-16-40-TC-VIS-5D-M42 | 500-1000$ | Back | 47mm |  | inf | 350 | No | 5
Kowa | LM65-IR-P | 65 | M42-mount | 30mm | 0 | 1000-2000$ | EL-16-40-TC-VIS-5D-M42 | 500-1000$ | Back | 0mm |  | inf | 350 | No | 7.5
End of list
Note on O3: Author: Shorter is usually possible by adding spacers between camera and lens
Note on L4: This value has two meanings: - S-mount lennses with an EL in FRONT: Long S-mount lenses will protrude C-mount cameras. The calculation for C.mount spacers required between camera and EL is length of S-mount lens + back flange distance - 17.5mm - 1mm (additional clearance of typical EL) - M42-mount lenses with EL-16-40-TC-VIS-5D-M42 at the BACK: The amount of M42 spacers required between camera and EL to get infiniy in focus (the camera's flange to sensor distance is assumed at 12mm e.g. Dalsa Genie TS)
Note on O4: Author: Shorter is usually possible by adding spacers between camera and lens

## Optotune lens DB
Optotune lens DB
Back to overview
Model | Clear aperture (mm) | Min FP (dpt) | Max FP (dpt) | Length (mm) | Top mount | Bottom mount | List price range
EL-3-10-VIS-26D-FPC | 3 | -13 | 13 | 4 | None | None | 100-200$
EL-10-30-Ci-VIS-LD-MV | 10 | -1.5 | 3.5 | 20.7 | C | C | 200-500$
EL-10-30-Ci-VIS-LD | 10 | 5 | 10 | 20.7 | C | C | 200-500$
EL-16-40-TC-VIS-5D | 16 | -2 | 3 | 11.9 | None | None | 500-1000$
EL-16-40-TC-VIS-5D-C | 16 | -2 | 3 | 17.5 | C | C | 500-1000$
EL-16-40-TC-VIS-5D-M25.5 | 16 | -2 | 3 | 17.5 | M25.5x0.5 | M40.5x0.5 | 500-1000$
EL-16-40-TC-VIS-5D-M26 | 16 | -2 | 3 | 17.5 | M26X0.706 | M26X0.706 | 500-1000$
EL-16-40-TC-VIS-5D-M27 | 16 | -2 | 3 | 17.5 | M27x0.5 | M40.5x0.5 | 500-1000$
EL-16-40-TC-VIS-5D-M30.5 | 16 | -2 | 3 | 17.5 | M30.5x0.5 | M40.5x0.5 | 500-1000$
EL-16-40-TC-VIS-5D-M42 | 16 | -2 | 3 | 30 | M42x1 | M42x1 | 500-1000$
EL-16-40-TC-VIS-20D-C | 16 | -10 | 10 | 17.5 | C | C | 500-1000$
End of list
Note on F4: Author: Not including male threads

## Entocentric lens DB
Entocentric lens DB
Back to overview
[10 empty] | MTF margin: | 80%
Model | Brand | Focal length | Mount | Format | Filter thread | Length @ inf. | Flange to sensor distance | Entrance lens diameter | MP rating | LP @ 30% MTF | Smallest pixel size | Weight | List price CHF/USD | List price range | Typical matching Optotune EL | Spacers behind EL at infinite WD | Optimized design with EL integrated | Weblink
LM8JC1MS | Kowa | 8 | C-mount | 2/3" | M27x0.5 |  | 17.526 |  | 1 |  | 5 |  |  | 100-200$ | EL-16-40-TC-VIS-5D-M27 | NA
LM12JC1MS | Kowa | 12 | C-mount | 2/3" | M27x0.5 |  | 17.526 |  | 1 |  | 5 |  |  | 100-200$ | EL-16-40-TC-VIS-5D-M27 | NA
LM16JC1MS | Kowa | 16 | C-mount | 2/3" | M27x0.5 |  | 17.526 |  | 1 |  | 5 |  |  | 100-200$ | EL-16-40-TC-VIS-5D-M27 | NA
LM25JC1MS | Kowa | 25 | C-mount | 2/3" | M27x0.5 |  | 17.526 |  | 1 |  | 5 |  |  | 100-200$ | EL-16-40-TC-VIS-5D-M27 | NA
LM35JC1MS | Kowa | 35 | C-mount | 2/3" | M27x0.5 |  | 17.526 |  | 1 |  | 5 |  |  | 100-200$ | EL-16-40-TC-VIS-5D-M27 | NA
LM50JC1MS | Kowa | 50 | C-mount | 2/3" | M27x0.5 |  | 17.526 |  | 1 |  | 5 |  |  | 100-200$ | EL-16-40-TC-VIS-5D-M27 | NA
LM100JC | Kowa | 100 | C-mount | 2/3" | M40.5x0.5 |  | 17.526 |  | 1 |  | 5 |  |  | <100$ | EL-16-40-TC-VIS-5D-C | NA
HF75HA-1B | Fujinon | 75 | C-mount | 2/3" | M30.5x0.5 |  | 17.526 |  | 1 |  | 5 |  |  | <100$ | EL-16-40-TC-VIS-5D-C | NA
Distagon T 28F2 | Zeiss | 28 | M42-mount | 30mm |  |  | ~45 |  |  |  | 5 |  |  | 1000-2000$ | EL-16-40-TC-VIS-5D-M42 | 0mm
Distagon T 25F2 | Zeiss | 25 | M42-mount | 30mm |  |  | ~45 |  |  |  | 5 |  |  | 1000-2000$ | EL-16-40-TC-VIS-5D-M42 | 0mm
Apo Componon 40/2.8 | Schneider | 40 | M42-mount | 30mm | [6 empty] | 5 |  |  | 500-1000$ | EL-16-40-TC-VIS-5D-M42 | 0mm
Apo Componon 60/4 | Schneider | 60 | M42-mount | 30mm |  |  | >45 |  |  |  | 5 |  |  | 500-1000$ | EL-16-40-TC-VIS-5D-M42 | 10mm
Apo Rodagon D1 75/4.0 | Qioptiq | 75 | M42-mount | 60mm |  |  | >45 |  |  |  | 5 |  |  | 200-500$ | EL-16-40-TC-VIS-5D-M42 | NA
LM50-IR-P | Kowa | 50 | M42-mount | 30mm |  |  | 45.5 |  |  |  | 7.5 |  |  | 1000-2000$ | EL-16-40-TC-VIS-5D-M42 | 0mm |  | https://www.kowa-lenses.com/en/applications/machine-vision/326/lm50-ir-p
LM65-IR-P | Kowa | 65 | M42-mount | 30mm |  |  | 45.5 |  |  |  | 7.5 |  |  | 1000-2000$ | EL-16-40-TC-VIS-5D-M42 | 0mm |  | https://www.kowa-lenses.com/en/applications/machine-vision/328/lm65-ir-p
Xenon-RUBY 2.2 / 10 | Schneider | 10 | C-mount | 1/1.8" | M25.5x0.5 |  | 17.526 |  | 10 |  | 3.65 |  |  | 200-500$ | EL-16-40-TC-VIS-5D-M25.5 | NA |  | https://schneiderkreuznach.com/application/files/9215/4114/9441/1074625_Xenon-Ruby_2-2_10.pdf
Xenon-RUBY 2.3 / 16 | Schneider | 16 | C-mount | 1/1.8" | M25.5x0.5 |  | 17.526 |  | 10 |  | 3.65 |  |  | 200-500$ | EL-16-40-TC-VIS-5D-M25.5 | NA |  | https://schneiderkreuznach.com/application/files/6415/4114/9468/1074626_Xenon-Ruby_2-3_16.pdf
Xenon-RUBY 2.2 / 25 | Schneider | 25 | C-mount | 1/1.8" | M25.5x0.5 |  | 17.526 |  | 10 |  | 3.65 |  |  | 200-500$ | EL-16-40-TC-VIS-5D-M25.5 | NA |  | https://schneiderkreuznach.com/application/files/6715/4114/9493/1088325_Xenon-Ruby_2-2_25.pdf
Xenon-RUBY 2.3 / 35 | Schneider | 35 | C-mount | 1/1.8" | M25.5x0.5 |  | 17.526 |  | 10 |  | 3.65 |  |  | 200-500$ | EL-16-40-TC-VIS-5D-M25.5 | NA |  | https://schneiderkreuznach.com/application/files/2515/4114/9519/1074627_Xenon-Ruby_2-3_35.pdf
Xenon Topaz 25 | Schneider | 25 | C-mount | 1.1" | M30.5x0.5 |  | 17.526 |  | 12 |  | 3 |  |  | 500-1000$ | EL-16-40-TC-VIS-5D-M30.5 | NA |  | https://schneiderkreuznach.com/application/files/1215/1843/1785/Xenon-Topaz-2025-0901.pdf
Xenon Topaz 30 | Schneider | 30 | C-mount | 1.1" | M30.5x0.5 |  | 17.526 |  | 12 |  | 3 |  |  | 500-1000$ | EL-16-40-TC-VIS-5D-M30.5 | NA |  | https://schneiderkreuznach.com/application/files/2715/1843/1798/Xenon-Topaz-2030-0903.pdf
Xenon Topaz 38 | Schneider | 38 | C-mount | 1.1" | M30.5x0.5 |  | 17.526 |  | 12 |  | 3 |  |  | 500-1000$ | EL-16-40-TC-VIS-5D-M30.5 | NA |  | https://schneiderkreuznach.com/application/files/4815/2664/1228/Xenon-Topaz-2038-0901_M.pdf
Xenon Topaz 50/2.0 | Schneider | 50 | C-mount | 1.1" | M30.5x0.5 | 53.1 | 17.526 |  | 12 |  | 3 |  |  | 500-1000$ | EL-16-40-TC-VIS-5D-M30.5 | NA |  | https://schneiderkreuznach.com/application/files/1515/1843/1817/Xenon-Topaz-2050-0901.pdf
LM12JC5M2 | Kowa | 12 | C-mount | 2/3" | M30.5x0.5 | 52 | 17.526 |  | 5 | 160 | 2.5 |  | 495 | 200-500$ | EL-16-40-TC-VIS-5D-M30.5 | NA |  | http://www.rmaelectronics.com/content/Kowa-Lenses/LM12JC5M2.pdf
LM16JC5M2 | Kowa | 16 | C-mount | 2/3" | M30.5x0.5 | 52 | 17.526 |  | 5 | 160 | 2.5 |  | 495 | 200-500$ | EL-16-40-TC-VIS-5D-M30.5 | NA |  | http://www.rmaelectronics.com/content/Kowa-Lenses/LM16JC5M2.pdf
LM25JC5M2 | Kowa | 25 | C-mount | 2/3" | M30.5x0.5 | 45.5 | 17.526 |  | 5 | 160 | 2.5 |  | 495 | 200-500$ | EL-16-40-TC-VIS-5D-M30.5 | NA |  | http://www.rmaelectronics.com/content/Kowa-Lenses/LM25JC5M2.pdf
LM35JC5M2 | Kowa | 35 | C-mount | 2/3" | M30.5x0.5 | 48 | 17.526 |  | 5 | 160 | 2.5 |  | 495 | 200-500$ | EL-16-40-TC-VIS-5D-M30.5 | NA |  | http://www.rmaelectronics.com/content/Kowa-Lenses/LM35JC5M2.pdf
LM50JC10M | Kowa | 50 | C-mount | 2/3" | M30.5x0.5 | 77 | 17.526 |  | 10 | 200 | 2 |  |  | 500-1000$ | EL-16-40-TC-VIS-5D-M30.5 | NA |  | http://www.rmaelectronics.com/content/Kowa-Lenses/LM50JC10M.pdf
M1224-MPW2 | Computar | 12 | C-mount | 2/3" | M27x0.5 | 38.7 | 17.526 |  |  | 160 | 2.5 |  | 252 | 200-500$ | EL-16-40-TC-VIS-5D-M27 | NA |  | https://computar.com/resources/files_v2/1601/M1224-MPW2_8-14.pdf
M1620-MPW2 | Computar | 16 | C-mount | 2/3" | M27x0.5 | 29.5 | 17.526 |  |  | 160 | 2.5 |  | 252 | 200-500$ | EL-16-40-TC-VIS-5D-M27 | NA |  | https://computar.com/resources/files_v2/877/M1620-MPW2.pdf
M2518-MPW2 | Computar | 25 | C-mount | 2/3" | M27x0.5 | 31.4 | 17.526 |  |  | 160 | 2.5 |  | 252 | 200-500$ | EL-16-40-TC-VIS-5D-M27 | NA |  | https://computar.com/resources/files_v2/878/M2518-MPW2.pdf
M3520-MPW2 | Computar | 35 | C-mount | 2/3" | M27x0.5 | 33.3 | 17.526 |  |  | 160 | 2.5 |  | 252 | 200-500$ | EL-16-40-TC-VIS-5D-M27 | NA |  | https://computar.com/resources/files_v2/879/M3520-MPW2.pdf
M5028-MPW2 | Computar | 50 | C-mount | 2/3" | M27x0.5 |  | 17.526 |  |  | 160 | 2.5 |  | 252 | 200-500$ | EL-16-40-TC-VIS-5D-M27 | NA |  | https://computar.com/resources/files_v2/876/M5028-MPW2.pdf
M112FM12 | Tamron | 12 | C-mount | 1/1.2" | M27x0.5 | 37.2 | 17.526 |  |  |  | 3.5 |  | 245 | 200-500$ | EL-16-40-TC-VIS-5D-M27 | NA |  | http://www.rmaelectronics.com/content/Tamron-Lens-PDF/M112FM12.pdf
M112FM16 | Tamron | 16 | C-mount | 1/1.2" | M27x0.5 | 28.9 | 17.526 |  |  |  | 3.5 |  | 257 | 200-500$ | EL-16-40-TC-VIS-5D-M27 | NA |  | http://www.rmaelectronics.com/content/Tamron-Lens-PDF/M112FM16.pdf
M112FM25 | Tamron | 25 | C-mount | 1/1.2" | M27x0.5 | 31.5 | 17.526 |  |  |  | 3.5 |  | 257 | 200-500$ | EL-16-40-TC-VIS-5D-M27 | NA |  | http://www.rmaelectronics.com/content/Tamron-Lens-PDF/M112FM25.pdf
M112FM35 | Tamron | 35 | C-mount | 1/1.2" | M27x0.5 | 32.6 | 17.526 |  |  |  | 3.5 |  | 223 | 200-500$ | EL-16-40-TC-VIS-5D-M27 | NA |  | http://www.rmaelectronics.com/content/Tamron-Lens-PDF/M112FM35.pdf
M112FM50 | Tamron | 50 | C-mount | 1/1.2" | M27x0.5 | 42.8 | 17.526 |  |  |  | 3.5 |  | 234 | 200-500$ | EL-16-40-TC-VIS-5D-M27 | NA |  | http://www.rmaelectronics.com/content/Tamron-Lens-PDF/M112FM50.pdf
M112FM75 | Tamron | 75 | C-mount | 1/1.2" | M27x0.5 | 56.7 | 17.526 |  |  |  | 3.5 |  | 228 | 200-500$ | EL-16-40-TC-VIS-5D-M27 | NA |  | http://www.rmaelectronics.com/content/Tamron-Lens-PDF/M112FM75_00.pdf
23FM50SP | Tamron | 50 | C-mount | 2/3" | M30.5x0.5 | 63 | 17.526 |  |  |  | 5 |  | 228 | 100-200$ | EL-16-40-TC-VIS-5D-M30.5 | NA |  | https://www.tamron.biz/en/data/ipcctv/cctv_mg/23fm50sp.html
HF8XA-5M | Fujinon | 8 | C-mount | 2/3" | M25.5x0.5 | 51.4 | 17.526 |  | 5 |  | 3.5 |  | 288 | 200-500$ | EL-16-40-TC-VIS-5D-M25.5 | NA |  | http://www.fujifilm.com/news/n170214.html
HF12XA-5M | Fujinon | 12 | C-mount | 2/3" | M25.5x0.5 | 51.3 | 17.526 |  | 5 |  | 3.5 |  | 288 | 200-500$ | EL-16-40-TC-VIS-5D-M25.5 | NA |  | http://www.fujifilm.com/news/n170214.html
HF16XA-5M | Fujinon | 16 | C-mount | 2/3" | M25.5x0.5 | 46.2 | 17.526 |  | 5 |  | 3.5 |  | 288 | 200-500$ | EL-16-40-TC-VIS-5D-M25.5 | NA |  | http://www.fujifilm.com/news/n170214.html
HF25XA-5M | Fujinon | 25 | C-mount | 2/3" | M25.5x0.5 | 46.1 | 17.526 |  | 5 |  | 3.5 |  | 288 | 200-500$ | EL-16-40-TC-VIS-5D-M25.5 | NA |  | http://www.fujifilm.com/news/n170214.html
HF35XA-5M | Fujinon | 35 | C-mount | 2/3" | M25.5x0.5 | 40.9 | 17.526 |  | 5 |  | 3.5 |  | 288 | 200-500$ | EL-16-40-TC-VIS-5D-M25.5 | NA |  | http://www.fujifilm.com/news/n170214.html
LM12JC3M2 | Kowa | 12 | C-mount | 2/3" | M27x0.5 | 37 | 17.526 |  | 3 |  | 4 |  | 300 | 200-500$ | EL-16-40-TC-VIS-5D-M27 | NA |  | http://www.jencam.de/WebRoot/Store/Shops/JenCam/5976/0640/29A7/EB45/36DA/4DEB/AE87/1383/LMxxJMC3.pdf
LM16JC3M2 | Kowa | 16 | C-mount | 2/3" | M27x0.5 | 36.5 | 17.526 |  | 3 |  | 4 |  | 300 | 200-500$ | EL-16-40-TC-VIS-5D-M27 | NA |  | http://www.jencam.de/WebRoot/Store/Shops/JenCam/5976/0640/29A7/EB45/36DA/4DEB/AE87/1383/LMxxJMC3.pdf
LM25JC3M2 | Kowa | 25 | C-mount | 2/3" | M27x0.5 | 39.5 | 17.526 |  | 3 |  | 4 |  | 300 | 200-500$ | EL-16-40-TC-VIS-5D-M27 | NA |  | http://www.jencam.de/WebRoot/Store/Shops/JenCam/5976/0640/29A7/EB45/36DA/4DEB/AE87/1383/LMxxJMC3.pdf
LM35JC3M2 | Kowa | 35 | C-mount | 2/3" | M27x0.5 | 36.5 | 17.526 |  | 3 |  | 4 |  | 300 | 200-500$ | EL-16-40-TC-VIS-5D-M27 | NA |  | http://www.jencam.de/WebRoot/Store/Shops/JenCam/5976/0640/29A7/EB45/36DA/4DEB/AE87/1383/LMxxJMC3.pdf
LM50JC3M2 | Kowa | 50 | C-mount | 2/3" | M27x0.5 | 55 | 17.526 |  | 3 |  | 4 |  | 300 | 200-500$ | EL-16-40-TC-VIS-5D-M27 | NA |  | http://www.jencam.de/WebRoot/Store/Shops/JenCam/5976/0640/29A7/EB45/36DA/4DEB/AE87/1383/LMxxJMC3.pdf
Interlock 2/35 | Zeiss | 35 | M42-mount | 30mm | Larger | 72.69 | ~45 |  |  |  | 5 |  | 1680 | 1000-2000$ | EL-16-40-TC-VIS-5D-M42 | NA |  | https://www.zeiss.de/content/dam/camera-lenses/files/service/download-center/datasheets/industrial-lenses/interlock-lenses/datasheet-zeiss-interlock-235.pdf
35-157, 12mm, f/4.0 Cr Series | Edmund Optics | 12 | C-mount | 2/3" | M25.5x0.5 | 27.26 | 17.526 | [5 empty] | 350 | 200-500$ | EL-16-40-TC-VIS-5D-M25.5 | NA |  | https://www.edmundoptics.com/imaging-lenses/fixed-focal-length-lenses/12mm-f4-cr-series-fixed-focal-length-lens/
35-166, 16mm, f/4.0 Cr Series | Edmund Optics | 16 | C-mount | 2/3" | M25.5x0.5 | 37.5 | 17.526 | [5 empty] | 350 | 200-500$ | EL-16-40-TC-VIS-5D-M25.5 | NA |  | https://www.edmundoptics.com/imaging-lenses/fixed-focal-length-lenses/16mm-f4-cr-series-fixed-focal-length-lens/
35-175, 25mm, f/4.0 Cr Series | Edmund Optics | 25 | C-mount | 2/3" | M25.5x0.5 | 21.77 | 17.526 | [5 empty] | 350 | 200-500$ | EL-16-40-TC-VIS-5D-M25.5 | NA |  | https://www.edmundoptics.com/imaging-lenses/fixed-focal-length-lenses/25mm-f4-cr-series-fixed-focal-length-lens/
35-184, 35mm, f/4.0 Cr Series | Edmund Optics | 35 | C-mount | 2/3" | M25.5x0.5 | 30.1 | 17.526 | [5 empty] | 350 | 200-500$ | EL-16-40-TC-VIS-5D-M25.5 | NA |  | https://www.edmundoptics.com/imaging-lenses/fixed-focal-length-lenses/35mm-f-4.0-Cr-Series-Fixed-Focal-Length-Lens/
35-192, 50mm, f/4.0 Cr Series | Edmund Optics | 50 | C-mount | 2/3" | M30.5x0.5 | 45.3 | 17.526 | [5 empty] | 475 | 200-500$ | EL-16-40-TC-VIS-5D-M30.5 | NA |  | https://www.edmundoptics.com/imaging-lenses/fixed-focal-length-lenses/50mm-f-4.0-Cr-Series-Fixed-Focal-Length-Lens/
Lensagon B10M5022S12 | Lensation | 5 | S-mount | 1/2" | None | 24.4 | 8.5 | 16 | 10 |  |  | 11 |  | 100-200$ | EL-16-40-TC-VIS-5D-C | >=15 mm |  | https://www.lensation.de/product/B10M5022S12/
Lensagon B10M5425 | Lensation | 5.4 | S-mount | 1/2.3" | None | 18.74 | 6 | 10.9 | 10 |  |  | 6.5 |  | 100-200$ | EL-16-40-TC-VIS-5D-C | >=7 mm |  | https://www.lensation.de/product/B10M5425/
Lensagon B3M6016 | Lensation | 6 | S-mount | 1/2.5" | None | 16.8 | 6.5 | 9 | 3 |  |  | 5 |  | <100$ | EL-16-40-TC-VIS-5D-C | >=5 mm |  | https://www.lensation.de/product/B3M6016/
Lensagon B3M6020S12 | Lensation | 6 | S-mount | 1/2" | None | 24.8 | 7.6 | 12.6 | 3 |  |  | 11 |  | <100$ | EL-16-40-TC-VIS-5D-C | >=14 mm |  | https://www.lensation.de/product/B3M6020S12/
Lensagon B5M6018 | Lensation | 6 | S-mount | 1/2.5" | None | 19.1 | 8.4 | 10 | 5 |  |  | 5.6 |  | <100$ | EL-16-40-TC-VIS-5D-C | >=9 mm |  | https://www.lensation.de/product/B5M6018/
Lensagon BK5M5020 | Lensation | 5 | S-mount | 1/2" | None | 24.1 | 6.1 | 10.4 | 5 |  |  |  |  | <100$ | EL-16-40-TC-VIS-5D-C | >=12 mm |  | https://www.lensation.de/product/BK5M5020/
Lensagon BM6020S12 | Lensation | 6 | S-mount | 1/2" | None | 21.2 | 10.6 | 13 | 1 |  |  | 7.1 |  | <100$ | EL-16-40-TC-VIS-5D-C | >=14 mm |  | https://www.lensation.de/product/BM6020S12/
Lensagon B10M7224 | Lensation | 7.2 | S-mount | 1/2.3" | None | 26.14 | 6.23 | 13.3 | 10 |  |  | 11.6 |  | 100-200$ | EL-16-40-TC-VIS-5D-C | >=14 mm |  | https://www.lensation.de/product/B10M7224/
Lensagon B5M7630 | Lensation | 7.6 | S-mount | 1/1.8" | None | 8.8 | 3.65 | 2 | 5 |  |  | 6 |  | <100$ | EL-16-40-TC-VIS-5D-C | None |  | https://www.lensation.de/product/B5M7630/
Lensagon B3M8016 | Lensation | 8 | S-mount | 1/2.5" | None | 16.7 | 6.6 | 7.0189 | 3 |  |  | 6 |  | <100$ | EL-16-40-TC-VIS-5D-C | >=5 mm |  | https://www.lensation.de/product/B3M8016/
Lensagon B3M8018S12 | Lensation | 8 | S-mount | 1/2" | None | 24.2 | 7.7 | 10.4 | 3 |  |  | 12 |  | <100$ | EL-16-40-TC-VIS-5D-C | >=14 mm |  | https://www.lensation.de/product/B3M8018S12/
Lensagon B5M8018 | Lensation | 8 | S-mount | 1/2.5" | None | 19.09 | 7.11 | 6.1277 | 5 |  |  | 6.2 |  | <100$ | EL-16-40-TC-VIS-5D-C | >=8 mm |  | https://www.lensation.de/product/B5M8018/
Lensagon B5M8430N | Lensation | 8.42 | S-mount | 1/1.8" | None | 11.95 | 2.79 | 3.0448 | 5 |  |  | 7 |  | <100$ | EL-16-40-TC-VIS-5D-C | None |  | https://www.lensation.de/product/B5M8430N/
Lensagon B5M8556S12 | Lensation | 8.5 | S-mount | 1/2" | None | 9.26 | 5.85 | 2 | 5 |  |  | 5 |  | <100$ | EL-16-40-TC-VIS-5D-C | None |  | https://www.lensation.de/product/B5M8556S12/
Lensagon B2M10030N2 | Lensation | 10.3 | S-mount | 1/2" | None | 9.57 | 7.78 | 3.4783 | 2 |  |  |  |  | <100$ | EL-10-30-Ci-VIS-MV | None |  | https://www.lensation.de/product/B2M10030N2/
Lensagon B5M12020 | Lensation | 12 | S-mount | 1/2" | None | 16.7 | 6.5 | 9.0566 | 5 |  |  | 5 |  | <100$ | EL-16-40-TC-VIS-5D-C | >=5 mm |  | https://www.lensation.de/product/B5M12020/
Lensagon B5M12028 | Lensation | 12 | S-mount | 1/1.8" | None | 10.2 | 7.59 | 4.28 | 5 |  |  | 5 |  | <100$ | EL-10-30-Ci-VIS-MV | None |  | https://www.lensation.de/product/B5M12028/
Lensagon B5M12056 | Lensation | 12 | S-mount | 1/1.8" | None | 10.2 | 7.59 | 2.04 | 5 |  |  | 5 |  | <100$ | EL-10-30-Ci-VIS-MV | None |  | https://www.lensation.de/product/B5M12056/
Lensagon B3M12016 | Lensation | 12 | S-mount | 1/2.5" | None | 16.5 | 6.44 | 7.8462 | 3 |  |  | 5 |  | <100$ | EL-16-40-TC-VIS-5D-C | >=5 mm |  | https://www.lensation.de/product/B3M12016/
KMK3520-10M | Optart | 35 | C-mount | 4/3" | M40.5xP0.5 |  | 17.526 |  |  |  | 4 |  |  | On Request | EL-16-40-TC-VIS-5D-C | NA |  | https://www.optart.co.jp/en/cctv_lens/kmk-10m/
KMK5020-10M | Optart | 50 | C-mount | 4/3" | M40.5xP0.5 |  | 17.526 |  |  |  | 4 |  |  | On Request | EL-16-40-TC-VIS-5D-C | NA |  | https://www.optart.co.jp/en/cctv_lens/kmk-10m/
VMK3514-C | Optart | 35 | C-mount | 1" | M46XP0.75 |  | 17.526 |  |  |  | 5 |  |  | On Request | EL-16-40-TC-VIS-5D-C | NA |  | https://www.optart.co.jp/cctv_lens/vmk-c/
VMK5014-C | Optart | 50 | C-mount | 1" | M46XP0.75 |  | 17.526 |  |  |  | 5 |  |  | On Request | EL-16-40-TC-VIS-5D-C | NA |  | https://www.optart.co.jp/cctv_lens/vmk-c/
VMK7518-C | Optart | 75 | C-mount | 1" | M55XP0.75 |  | 17.526 |  |  |  | 5 |  |  | On Request | EL-16-40-TC-VIS-5D-C | NA |  | https://www.optart.co.jp/cctv_lens/vmk-c/
MK1214-C | Optart | 12 | C-mount | 2/3" | M30.5x0.5 |  | 17.526 |  |  |  | 3.5 |  |  | On Request | EL-16-40-TC-VIS-5D-M30.5 | NA |  | https://www.optart.co.jp/en/cctv_lens/mk-c/
MK1614-C | Optart | 16 | C-mount | 2/3" | M30.5x0.5 |  | 17.526 |  |  |  | 3.5 |  |  | On Request | EL-16-40-TC-VIS-5D-M30.5 | NA |  | https://www.optart.co.jp/en/cctv_lens/mk-c/
MK2514-C | Optart | 25 | C-mount | 2/3" | M27x0.5 |  | 17.526 |  |  |  | 3.5 |  |  | On Request | EL-16-40-TC-VIS-5D-M27 | NA |  | https://www.optart.co.jp/en/cctv_lens/mk-c/
MK3514-C | Optart | 35 | C-mount | 2/3" | M37xP0.5 |  | 17.526 |  |  |  | 3.5 |  |  | On Request | EL-16-40-TC-VIS-5D-C | NA |  | https://www.optart.co.jp/en/cctv_lens/mk-c/
MK5014-C | Optart | 50 | C-mount | 2/3" | M37xP0.5 |  | 17.526 |  |  |  | 3.5 |  |  | On Request | EL-16-40-TC-VIS-5D-C | NA |  | https://www.optart.co.jp/en/cctv_lens/mk-c/
MK1214 | Optart | 12 | C-mount | 2/3" | M30.5XP0.5 |  | 17.526 |  |  |  | 5 |  |  | On Request | EL-16-40-TC-VIS-5D-M30.5 | NA |  | https://www.optart.co.jp/cctv_lens/mk/
MK3520 | Optart | 35 | C-mount | 2/3" | M25.5x0.5 |  | 17.526 |  |  |  | 3.5 |  |  | On Request | EL-16-40-TC-VIS-5D-M25.5 | NA |  | https://www.optart.co.jp/cctv_lens/mk/
MK5028 | Optart | 50 | C-mount | 2/3" | M25.5x0.5 |  | 17.526 |  |  |  | 3.5 |  |  | On Request | EL-16-40-TC-VIS-5D-M25.5 | NA |  | https://www.optart.co.jp/cctv_lens/mk/
LM6JC | Optart | 6 | C-mount | 2/3" | M27XP0.5 |  | 17.526 |  |  |  | 5 |  |  | On Request | EL-16-40-TC-VIS-5D-M27 | NA |  | https://www.optart.co.jp/cctv_lens/lm/
LM12JC | Optart | 12 | C-mount | 2/3" | M27XP0.5 |  | 17.526 |  |  |  | 5 |  |  | On Request | EL-16-40-TC-VIS-5D-M27 | NA |  | https://www.optart.co.jp/cctv_lens/lm/
LM16JC | Optart | 16 | C-mount | 2/3" | M27XP0.5 |  | 17.526 |  |  |  | 5 |  |  | On Request | EL-16-40-TC-VIS-5D-M27 | NA |  | https://www.optart.co.jp/cctv_lens/lm/
LM25JC | Optart | 25 | C-mount | 2/3" | M27XP0.5 |  | 17.526 |  |  |  | 5 |  |  | On Request | EL-16-40-TC-VIS-5D-M27 | NA |  | https://www.optart.co.jp/cctv_lens/lm/
LM35JC | Optart | 35 | C-mount | 2/3" | M30.5XP0.5 |  | 17.526 |  |  |  | 5 |  |  | On Request | EL-16-40-TC-VIS-5D-M30.5 | NA |  | https://www.optart.co.jp/cctv_lens/lm/
LM50JC | Optart | 50 | C-mount | 2/3" | M30.5XP0.5 |  | 17.526 |  |  |  | 5 |  |  | On Request | EL-16-40-TC-VIS-5D-M30.5 | NA |  | https://www.optart.co.jp/cctv_lens/lm/
LM75JC | Optart | 75 | C-mount | 2/3" | M34XP0.5 |  | 17.526 |  |  |  | 5 |  |  | On Request | EL-16-40-TC-VIS-5D-C | NA |  | https://www.optart.co.jp/cctv_lens/lm/
LM100JC | Optart | 100 | C-mount | 2/3" | M40.5XP0.5 |  | 17.526 |  |  |  | 5 |  |  | On Request | EL-16-40-TC-VIS-5D-C | NA |  | https://www.optart.co.jp/cctv_lens/lm/
LCL 2.8/50 | C4C | 50 | C-mount | 1.1" | None |  | 17.526 |  |  |  | 3.45 |  |  | 1000-2000$ | EL-16-40-TC-VIS-5D | NA | Yes | https://www.optotune.com/images/products/181213%20c4c_50mm_1p1inch%20%2B%20EL-16-40.pdf
LM35HC-OPT | Kowa | 35 | C-mount | 1" | None |  | 17.526 |  |  |  | 3.5 |  |  | 200-500$ | EL-16-40-TC-VIS-5D-C | NA | Yes | https://www.optotune.com/images/products/Optotune%2035mm%20imaging%20lens%20for%201inch%20sensors.pdf
VS-LQ12H11 | VST | 12 | C-mount | 1.1" |  |  | 17.526 |  |  |  | 3.5 |  |  | 500-1000$ | EL-16-40-TC-VIS-5D | NA | Yes | TBD
Inspec.x L 4/60 | Linos | 60 | M42-mount | 60mm | Larger |  | 55 |  |  |  | 5 |  |  | 500-1000$ | EL-16-40-TC-VIS-5D-M42 | 13mm |  | http://www.qioptiq-shop.com/en/Precision-Optics/LINOS-Machine-Vision-Solutions/LINOS-Machine-Vision-Lenses/Inspec-x-L-4-60-and-4-100.html
Inspec.x L 4/100 | Linos | 100 | M42-mount | 60mm | Larger |  | 92 |  |  |  | 5 |  |  | 500-1000$ | EL-16-40-TC-VIS-5D-M42 | 47mm |  | http://www.qioptiq-shop.com/en/Precision-Optics/LINOS-Machine-Vision-Solutions/LINOS-Machine-Vision-Lenses/Inspec-x-L-4-60-and-4-100.html
ELM-25-2.8-18-C | Evetar | 25 | C-mount | 1.1" | M43xP0.75 |  | 17.526 | 28 | 20 | 174 | 2.4 |  | 1719 | 500-1000$ | EL-16-40-TC-VIS-5D | NA | Yes | https://www.optotune.com/images/products/Optotune%20ELM-25-2.8-18-C%20incl.%20Optotune%20EL-16-40.pdf
ELM-5-5.0-7-S | Evetar | 5 | S-mount | 1/2.5" | None | 22.42 | 1.17 |  | 5 |  | 1.7 |  |  | 100-200$ | EL-3-10-VIS-26D-FPC | NA | Yes
ELM-16-5.4-8-S | Evetar | 16 | S-mount | 1/2" | None | 21.8 | 4.62 |  | 10 |  | 1.55 |  |  | 100-200$ | EL-3-10-VIS-26D-FPC | NA | Yes
end of list
Note on R4: This value has two meanings: - S-mount lennses with an EL in FRONT: Long S-mount lenses will protrude C-mount cameras. The calculation for C.mount spacers required between camera and EL is length of S-mount lens + back flange distance - 17.5mm - 1mm (additional clearance of typical EL) - M42-mount lenses with EL-16-40-TC-VIS-5D-M42 at the BACK: The amount of M42 spacers required between camera and EL to get infiniy in focus (the camera's flange to sensor distance is assumed at 12mm e.g. Dalsa Genie TS)

## Telecentric lens DB
Telecentric lens DB
Back to overview
[11 empty] | MTF margin: | 80%
Model | Brand | WD | Magnification | Mount | Format | Filter thread | Length | Flange to sensor distance | Entrance lens diameter | MP rating | LP @ 30% MTF | Smallest pixel size | Weight | List price CHF/USD | List price range | Typical matching Optotune EL | Optimized design with EL integrated | Weblink
VS-TCH2-65-LQL1 | VST | 63.5 - 66.1 | 2 | C-mount | 2/3" | M22.5XP0.5 |  | 17.526 | [6 empty] | On Request | EL-16-40-TC-VIS-5D-C | Yes | http://vitalvisiontechnology.com/machine-vision-lenses/telecentric-lens/vs-tch-series/vs-tch2-65/
VS-TCH2-65CO-LQL1 | VST | 63.5 - 66.1 | 2 | C-mount | 2/3" | M22.5XP0.5 |  | 17.526 | [6 empty] | On Request | EL-16-40-TC-VIS-5D-C | Yes | http://vitalvisiontechnology.com/machine-vision-lenses/telecentric-lens/vs-tch-series/vs-tch2-65co/
VS-TCH4-65-LQL1 | VST | 64.7 - 65.3 | 4 | C-mount | 2/3" | M22.5XP0.5 |  | 17.526 | [6 empty] | On Request | EL-16-40-TC-VIS-5D-C | Yes | http://vitalvisiontechnology.com/machine-vision-lenses/telecentric-lens/vs-tch-series/vs-tch4-65/
VS-THV1-110/S-LQL1 | VST | 106.1 - 120.2 | 1 | C-mount | 1" | M30.5XP0.5 |  | 17.526 | [6 empty] | On Request | EL-16-40-TC-VIS-5D-C | Yes | http://vitalvisiontechnology.com/machine-vision-lenses/telecentric-lens/vs-thv-series/vs-thv1-110s/
VS-THV1-110CO/S-LQL1 | VST | 106.1 - 120.3 | 1 | C-mount | 1" | M30.5XP0.5 |  | 17.526 | [6 empty] | On Request | EL-16-40-TC-VIS-5D-C | Yes | https://vst.co.jp/en/vs-thv-series/
VS-THV2-110/S-LQL1 | VST | 105.4 - 115.6 | 2 | C-mount | 1" | M35.5XP0.5 |  | 17.526 | [6 empty] | On Request | EL-16-40-TC-VIS-5D-C | Yes | http://vitalvisiontechnology.com/machine-vision-lenses/telecentric-lens/vs-thv-series/vs-thv2-110s/
VS-THV2-110CO/S-LQL1 | VST | 105.4 - 115.7 | 2 | C-mount | 1" | M35.5XP0.5 |  | 17.526 | [6 empty] | On Request | EL-16-40-TC-VIS-5D-C | Yes | http://vitalvisiontechnology.com/machine-vision-lenses/telecentric-lens/vs-thv-series/vs-thv2-110cos/
VS-TM10-55CO/S-LQL1 | VST | 55 | 10 | C-mount | 2/3" | M35.5XP0.5 |  | 17.526 | [6 empty] | On Request | EL-16-40-TC-VIS-5D-C | Yes | https://vst.co.jp/en/vs-tm-series/
S5VPJ1860 | Sill Optics | 79.7 - 434.1 | 0.133 | C-mount | 1" | N/A |  | 17.526 | [6 empty] | On Request | EL-16-40-TC-VIS-5D-C | Yes | https://www.silloptics.de/fileadmin/user_upload/Downloads/Datasheet/S5VPJ1860.pdf
S5VPJ5060 | Sill Optics | 215.3 - 366.6 | 0.192 | C-mount | 2/3" | N/A |  | 17.526 | [6 empty] | On Request | EL-16-40-TC-VIS-5D-C | Yes | https://www.silloptics.de/fileadmin/user_upload/Downloads/Datasheet/S5VPJ5060.pdf
S5VPJ1565 | Sill Optics | 193.6 - 338.7 | 0.193 | C-mount | 1" | N/A |  | 17.526 | [6 empty] | On Request | EL-16-40-TC-VIS-5D-C | Yes | https://www.silloptics.de/fileadmin/user_upload/Downloads/Datasheet/S5VPJ1565.pdf
S5VPJ6060 | Sill Optics | 137.4 - 205.8 | 0.289 | C-mount | 1" | N/A |  | 17.526 | [6 empty] | On Request | EL-16-40-TC-VIS-5D-C | Yes | https://www.silloptics.de/fileadmin/user_upload/Downloads/Datasheet/S5VPJ6060.pdf
S5VPJ1260 | Sill Optics | 155.1 - 211.2 | 0.311 | C-mount | 1/1.8" | N/A |  | 17.526 | [6 empty] | On Request | EL-16-40-TC-VIS-5D-C | Yes | https://www.silloptics.de/fileadmin/user_upload/Downloads/Datasheet/S5VPJ1260.pdf
S5VPJ3060 | Sill Optics | 133.1 - 184.4 | 0.343 | C-mount | 2/3" | N/A |  | 17.526 | [6 empty] | On Request | EL-16-40-TC-VIS-5D-C | Yes | https://www.silloptics.de/fileadmin/user_upload/Downloads/Datasheet/S5VPJ3060.pdf
S5VPJ2660 | Sill Optics | 133.4 - 172.8 | 0.374 | C-mount | 1/2" | N/A |  | 17.526 | [6 empty] | On Request | EL-16-40-TC-VIS-5D-C | Yes | https://www.silloptics.de/fileadmin/user_upload/Downloads/Datasheet/S5VPJ2660.pdf
S5VPJ2060 | Sill Optics | 102.8 - 125.5 | 0.499 | C-mount | 1" | N/A |  | 17.526 | [6 empty] | On Request | EL-16-40-TC-VIS-5D-C | Yes | https://www.silloptics.de/fileadmin/user_upload/Downloads/Datasheet/S5VPJ2060.pdf
S5VPJ2898 | Sill Optics | 81.8 - 98.2 | 0.578 | C-mount | 1" | N/A |  | 17.526 | [6 empty] | On Request | EL-16-40-TC-VIS-5D-C | Yes | https://www.silloptics.de/fileadmin/user_upload/Downloads/Datasheet/S5VPJ2898.pdf
S5VPJ1560 | Sill Optics | 79.2 - 91.6 | 0.659 | C-mount | 1/2" | N/A |  | 17.526 | [6 empty] | On Request | EL-16-40-TC-VIS-5D-C | Yes | https://www.silloptics.de/fileadmin/user_upload/Downloads/Datasheet/S5VPJ1560.pdf
S5VPJ0625 | Sill Optics | 179.1 - 196.5 | 1 | C-mount | 1" | N/A |  | 17.526 | [6 empty] | On Request | EL-16-40-TC-VIS-5D-C | Yes | https://www.silloptics.de/fileadmin/user_upload/Downloads/Datasheet/S5VPJ0625.pdf
S5VPJ0627 | Sill Optics | 152.4 - 172.3 | 1.5 | C-mount | 1.25" | N/A |  | 17.526 | [6 empty] | On Request | EL-16-40-TC-VIS-5D-C | Yes | https://www.silloptics.de/fileadmin/user_upload/Downloads/Datasheet/S5VPJ0627.pdf
S5VPJ0422 | Sill Optics | 100.5 - 109.8 | 2 | M42x1 | 32mm | N/A |  | 40 | [6 empty] | On Request | EL-16-40-TC-VIS-5D-C | Yes | https://www.silloptics.de/fileadmin/user_upload/Downloads/Datasheet/S5VPJ0422.pdf
S5VPJ0422/216 | Sill Optics | 100.5 - 109.8 | 2 | C-mount | 1" | N/A |  | 17.526 | [6 empty] | On Request | EL-16-40-TC-VIS-5D-C | Yes | https://www.silloptics.de/fileadmin/user_upload/Downloads/Datasheet/S5VPJ0422-216.pdf
S5VPJ0426 | Sill Optics | 94.8 - 104.6 | 2.5 | M42x1 | 35mm | N/A | [8 empty] | On Request | EL-16-40-TC-VIS-5D-C | Yes | https://www.silloptics.de/fileadmin/user_upload/Downloads/Datasheet/S5VPJ0426.pdf
S5VPJ0420 | Sill Optics | 91.2 - 101.2 | 3 | M42x1 | 35mm | N/A | [8 empty] | On Request | EL-16-40-TC-VIS-5D-C | Yes | https://www.silloptics.de/fileadmin/user_upload/Downloads/Datasheet/S5VPJ0420.pdf
0.15X MercuryTL | Edmund Optics | 169 - 265 | 0.15 | C-mount | 1/2" | M62 x 0.75 |  | 17.526 | [6 empty] | On Request | EL-16-40-TC-VIS-5D-C | Yes | https://www.edmundoptics.com/f/mercurytl-liquid-lens-telecentric-lenses/37273/
0.25X MercuryTL | Edmund Optics | 91 - 173 | 0.25 | C-mount | 1/2" | M46 x 0.75 |  | 17.526 | [6 empty] | On Request | EL-16-40-TC-VIS-5D-C | Yes | https://www.edmundoptics.com/f/mercurytl-liquid-lens-telecentric-lenses/37273/
0.37X MercuryTL | Edmund Optics | 84 - 101 | 0.37 | C-mount | 1/2" (2/3") | M43 x 0.75 |  | 17.526 | [6 empty] | On Request | EL-16-40-TC-VIS-5D-C | Yes | https://www.edmundoptics.com/f/mercurytl-liquid-lens-telecentric-lenses/37273/
0.75X MercuryTL | Edmund Optics | 85 - 99 | 0.75 | C-mount | 1/2" (2/3") | M30.5 x 0.5 |  | 17.526 | [6 empty] | On Request | EL-16-40-TC-VIS-5D-C | Yes | https://www.edmundoptics.com/f/mercurytl-liquid-lens-telecentric-lenses/37273/
TCPLP23-036-115 | Linkhou | 100 - 130 | 0.36 | C-mount | 2/3" |  |  | 17.526 | [6 empty] | On Request | EL-16-40-TC-VIS-5D-C | Yes | http://www.linkhou.com/en/portfolio_category/industrial-lens-machine-vision/
TCPLP23-06-115 | Linkhou | 105 - 125 | 0.6 | C-mount | 2/3" |  |  | 17.526 | [6 empty] | On Request | EL-16-40-TC-VIS-5D-C | Yes | http://www.linkhou.com/en/portfolio_category/industrial-lens-machine-vision/
TCPLP23-1.0-110 | Linkhou | 106 - 116 | 1 | C-mount | 2/3" |  |  | 17.526 | [6 empty] | On Request | EL-16-40-TC-VIS-5D-C | Yes | http://www.linkhou.com/en/portfolio_category/industrial-lens-machine-vision/
TCPLP23-2.0-110 | Linkhou | 108 - 112 | 2 | C-mount | 2/3" |  |  | 17.526 | [6 empty] | On Request | EL-16-40-TC-VIS-5D-C | Yes | http://www.linkhou.com/en/portfolio_category/industrial-lens-machine-vision/
MP-05M-110-5M | Optart | 110 | 0.5 | C-mount | 1" | MP-ADP-LQD |  | 17.526 | φ50 |  |  | 3.45 |  |  | On Request | EL-16-40-TC-VIS-5D-C |  | https://www.optart.co.jp/en/telecentric_lens/mp-5m/
MP-05F-110-5M | Optart | 110 | 0.5 | C-mount | 1" | MP-ADP-LQD |  | 17.526 | φ50 |  |  | 3.45 |  |  | On Request | EL-16-40-TC-VIS-5D-C |  | https://www.optart.co.jp/en/telecentric_lens/mp-5m/
MP-07M-110-5M | Optart | 110 | 0.7 | C-mount | 1" | MP-ADP-LQD |  | 17.526 | φ44 |  |  | 3.45 |  |  | On Request | EL-16-40-TC-VIS-5D-C |  | https://www.optart.co.jp/en/telecentric_lens/mp-5m/
MP-07F-110-5M | Optart | 110 | 0.7 | C-mount | 1" | MP-ADP-LQD |  | 17.526 | φ44 |  |  | 3.45 |  |  | On Request | EL-16-40-TC-VIS-5D-C |  | https://www.optart.co.jp/en/telecentric_lens/mp-5m/
MP-1M-110-5M | Optart | 110 | 1 | C-mount | 1" | MP-ADP-LQD |  | 17.526 | φ44 |  |  | 3.45 |  |  | On Request | EL-16-40-TC-VIS-5D-C |  | https://www.optart.co.jp/en/telecentric_lens/mp-5m/
MP-1F-110-5M | Optart | 110 | 1 | C-mount | 1" | MP-ADP-LQD |  | 17.526 | φ44 |  |  | 3.45 |  |  | On Request | EL-16-40-TC-VIS-5D-C |  | https://www.optart.co.jp/en/telecentric_lens/mp-5m/
MP-011M-150-5M | Optart | 150 | 0.11 | C-mount | 2/3" | MP-ADP-LQD |  | 17.526 | φ124 |  |  | 3.45 |  |  | On Request | EL-16-40-TC-VIS-5D-C
MPHC-2M-65-AI | Optart | 65 | 2 | C-mount | 1" | MP-ADP-LQD |  | 17.526 | φ34 |  |  | 2.2 |  |  | On Request | EL-16-40-TC-VIS-5D-C |  | https://www.optart.co.jp/en/telecentric_lens/mp-5m/
MP-05F-65 | Optart | 65 | 0.5 | C-mount | 2/3" | MP-ADP-LQD |  | 17.526 | [6 empty] | On Request | EL-16-40-TC-VIS-5D-C |  | https://www.optart.co.jp/telecentric_lens/mp/
MP-05M-65 | Optart | 65 | 0.5 | C-mount | 2/3" | MP-ADP-LQD |  | 17.526 | [6 empty] | On Request | EL-16-40-TC-VIS-5D-C |  | https://www.optart.co.jp/telecentric_lens/mp/
MP-07F-65 | Optart | 65 | 0.7 | C-mount | 2/3" | MP-ADP-LQD |  | 17.526 | [6 empty] | On Request | EL-16-40-TC-VIS-5D-C |  | https://www.optart.co.jp/telecentric_lens/mp/
MP-07M-65 | Optart | 65 | 0.7 | C-mount | 2/3" | MP-ADP-LQD |  | 17.526 | [6 empty] | On Request | EL-16-40-TC-VIS-5D-C |  | https://www.optart.co.jp/telecentric_lens/mp/
MP-1F-65 | Optart | 65 | 1 | C-mount | 1.1" | MP-ADP-LQD |  | 17.526 | [6 empty] | On Request | EL-16-40-TC-VIS-5D-C |  | https://www.optart.co.jp/telecentric_lens/mp/
MP-1F-65-AI | Optart | 65 | 1 | C-mount | 1.1" | MP-ADP-LQD |  | 17.526 | [6 empty] | On Request | EL-16-40-TC-VIS-5D-C |  | https://www.optart.co.jp/telecentric_lens/mp/
MP-1F-65-P | Optart | 65 | 1 | C-mount | 1.1" | MP-ADP-LQD |  | 17.526 | [6 empty] | On Request | EL-16-40-TC-VIS-5D-C |  | https://www.optart.co.jp/telecentric_lens/mp/
MP-1M-65 | Optart | 65 | 1 | C-mount | 1.1" | MP-ADP-LQD |  | 17.526 | [6 empty] | On Request | EL-16-40-TC-VIS-5D-C |  | https://www.optart.co.jp/telecentric_lens/mp/
MP-1.5F-65 | Optart | 65 | 1.5 | C-mount | 1.1" | MP-ADP-LQD |  | 17.526 | [6 empty] | On Request | EL-16-40-TC-VIS-5D-C |  | https://www.optart.co.jp/telecentric_lens/mp/
MP-1.5M-65 | Optart | 65 | 1.5 | C-mount | 1.1" | MP-ADP-LQD |  | 17.526 | [6 empty] | On Request | EL-16-40-TC-VIS-5D-C |  | https://www.optart.co.jp/telecentric_lens/mp/
MP-2F-65 | Optart | 65 | 2 | C-mount | 1.1" | MP-ADP-LQD |  | 17.526 | [6 empty] | On Request | EL-16-40-TC-VIS-5D-C |  | https://www.optart.co.jp/telecentric_lens/mp/
MP-2M-65 | Optart | 65 | 2 | C-mount | 1.1" | MP-ADP-LQD |  | 17.526 | [6 empty] | On Request | EL-16-40-TC-VIS-5D-C |  | https://www.optart.co.jp/telecentric_lens/mp/
MP-4F-65 | Optart | 65 | 4 | C-mount | 1.1" | MP-ADP-LQD |  | 17.526 | [6 empty] | On Request | EL-16-40-TC-VIS-5D-C |  | https://www.optart.co.jp/telecentric_lens/mp/
MP-4M-65 | Optart | 65 | 4 | C-mount | 1.1" | MP-ADP-LQD |  | 17.526 | [6 empty] | On Request | EL-16-40-TC-VIS-5D-C |  | https://www.optart.co.jp/telecentric_lens/mp/
MP-05F-110-2M | Optart | 110 | 0.5 | C-mount | 2/3" | MP-ADP-LQD |  | 17.526 | [6 empty] | On Request | EL-16-40-TC-VIS-5D-C |  | https://www.optart.co.jp/telecentric_lens/mp-2m/
MP-05M-110-2M | Optart | 110 | 0.5 | C-mount | 2/3" | MP-ADP-LQD |  | 17.526 | [6 empty] | On Request | EL-16-40-TC-VIS-5D-C |  | https://www.optart.co.jp/telecentric_lens/mp-2m/
MP-1F-110-2M | Optart | 110 | 1 | C-mount | 2/3" | MP-ADP-LQD |  | 17.526 | [6 empty] | On Request | EL-16-40-TC-VIS-5D-C |  | https://www.optart.co.jp/telecentric_lens/mp-2m/
MP-1M-110-2M | Optart | 110 | 1 | C-mount | 2/3" | MP-ADP-LQD |  | 17.526 | [6 empty] | On Request | EL-16-40-TC-VIS-5D-C |  | https://www.optart.co.jp/telecentric_lens/mp-2m/
MP-1.5F-110-2M | Optart | 110 | 1.5 | C-mount | 2/3" | MP-ADP-LQD |  | 17.526 | [6 empty] | On Request | EL-16-40-TC-VIS-5D-C |  | https://www.optart.co.jp/telecentric_lens/mp-2m/
MP-1.5M-110-2M | Optart | 110 | 1.5 | C-mount | 2/3" | MP-ADP-LQD |  | 17.526 | [6 empty] | On Request | EL-16-40-TC-VIS-5D-C |  | https://www.optart.co.jp/telecentric_lens/mp-2m/
MP-2F-110-2M | Optart | 110 | 2 | C-mount | 2/3" | MP-ADP-LQD |  | 17.526 | [6 empty] | On Request | EL-16-40-TC-VIS-5D-C |  | https://www.optart.co.jp/telecentric_lens/mp-2m/
MP-2M-110-2M | Optart | 110 | 2 | C-mount | 2/3" | MP-ADP-LQD |  | 17.526 | [6 empty] | On Request | EL-16-40-TC-VIS-5D-C |  | https://www.optart.co.jp/telecentric_lens/mp-2m/
MP-047F-250 | Optart | 250 | 0.47 | C-mount | 2/3" | MP-ADP-LQD |  | 17.526 | [6 empty] | On Request | EL-16-40-TC-VIS-5D-C |  | https://www.optart.co.jp/telecentric_lens/mp-2m/
MP-047M-250 | Optart | 250 | 0.47 | C-mount | 2/3" | MP-ADP-LQD |  | 17.526 | [6 empty] | On Request | EL-16-40-TC-VIS-5D-C |  | https://www.optart.co.jp/telecentric_lens/mp-2m/
MP-1F-250 | Optart | 250 | 1 | C-mount | 2/3" | MP-ADP-LQD |  | 17.526 | [6 empty] | On Request | EL-16-40-TC-VIS-5D-C |  | https://www.optart.co.jp/telecentric_lens/mp-2m/
MP-1M-250 | Optart | 250 | 1 | C-mount | 2/3" | MP-ADP-LQD |  | 17.526 | [6 empty] | On Request | EL-16-40-TC-VIS-5D-C |  | https://www.optart.co.jp/telecentric_lens/mp-2m/
HR-08F-65 | Optart | 65 | 0.8 | C-mount | 1/2" | MP-ADP-LQD |  | 17.526 | [6 empty] | On Request | EL-16-40-TC-VIS-5D-C |  | https://www.optart.co.jp/telecentric_lens/hr/
HR-1F-65 | Optart | 65 | 1 | C-mount | 2/3" | MP-ADP-LQD |  | 17.526 | [6 empty] | On Request | EL-16-40-TC-VIS-5D-C |  | https://www.optart.co.jp/telecentric_lens/hr/
HR-2F-65 | Optart | 65 | 2 | C-mount | 1/2" | MP-ADP-LQD |  | 17.526 | [6 empty] | On Request | EL-16-40-TC-VIS-5D-C |  | https://www.optart.co.jp/telecentric_lens/hr/
HR-4F-65 | Optart | 65 | 4 | C-mount | 1/2" | MP-ADP-LQD |  | 17.526 | [6 empty] | On Request | EL-16-40-TC-VIS-5D-C |  | https://www.optart.co.jp/telecentric_lens/hr/
HR-6F-65 | Optart | 65 | 6 | C-mount | 1/2" | MP-ADP-LQD |  | 17.526 | [6 empty] | On Request | EL-16-40-TC-VIS-5D-C |  | https://www.optart.co.jp/telecentric_lens/hr/
HR-8F-65 | Optart | 78 | 8 | C-mount | 1/2" | MP-ADP-LQD |  | 17.526 | [6 empty] | On Request | EL-16-40-TC-VIS-5D-C |  | https://www.optart.co.jp/telecentric_lens/hr/
HR-04F-78 | Optart | 71 | 0.4 | C-mount | 1/2" | MP-ADP-LQD |  | 17.526 | [6 empty] | On Request | EL-16-40-TC-VIS-5D-C |  | https://www.optart.co.jp/telecentric_lens/hr/
HR-05L2-71 | Optart | 71 | 0.5 | C-mount | 1/2" | MP-ADP-LQD |  | 17.526 | [6 empty] | On Request | EL-16-40-TC-VIS-5D-C |  | https://www.optart.co.jp/telecentric_lens/hr/
HR-07F-71 | Optart | 71 | 0.7 | C-mount | 1/2" | MP-ADP-LQD |  | 17.526 | [6 empty] | On Request | EL-16-40-TC-VIS-5D-C |  | https://www.optart.co.jp/telecentric_lens/hr/
HR-1F-71 | Optart | 71 | 1 | C-mount | 2/3" | MP-ADP-LQD |  | 17.526 | [6 empty] | On Request | EL-16-40-TC-VIS-5D-C |  | https://www.optart.co.jp/telecentric_lens/hr/
HR-2F-71 | Optart | 71 | 2 | C-mount | 2/3" | MP-ADP-LQD |  | 17.526 | [6 empty] | On Request | EL-16-40-TC-VIS-5D-C |  | https://www.optart.co.jp/telecentric_lens/hr/
HR-4F-71 | Optart | 71 | 4 | C-mount | 2/3" | MP-ADP-LQD |  | 17.526 | [6 empty] | On Request | EL-16-40-TC-VIS-5D-C |  | https://www.optart.co.jp/telecentric_lens/hr/
HR-6F-71 | Optart | 71 | 6 | C-mount | 2/3" | MP-ADP-LQD |  | 17.526 | [6 empty] | On Request | EL-16-40-TC-VIS-5D-C |  | https://www.optart.co.jp/telecentric_lens/hr/
HR-05F-110 | Optart | 110 | 0.5 | C-mount | 1/2" | MP-ADP-LQD |  | 17.526 | [6 empty] | On Request | EL-16-40-TC-VIS-5D-C |  | https://www.optart.co.jp/telecentric_lens/hr/
HR-08F-110 | Optart | 110 | 0.8 | C-mount | 2/3" | MP-ADP-LQD |  | 17.526 | [6 empty] | On Request | EL-16-40-TC-VIS-5D-C |  | https://www.optart.co.jp/telecentric_lens/hr/
HR-1F-110 | Optart | 110 | 1 | C-mount | 2/3" | MP-ADP-LQD |  | 17.526 | [6 empty] | On Request | EL-16-40-TC-VIS-5D-C |  | https://www.optart.co.jp/telecentric_lens/hr/
HR-2F-110 | Optart | 110 | 2 | C-mount | 2/3" | MP-ADP-LQD |  | 17.526 | [6 empty] | On Request | EL-16-40-TC-VIS-5D-C |  | https://www.optart.co.jp/telecentric_lens/hr/
HR-4F-100 | Optart | 110 | 4 | C-mount | 2/3" | MP-ADP-LQD |  | 17.526 | [6 empty] | On Request | EL-16-40-TC-VIS-5D-C |  | https://www.optart.co.jp/telecentric_lens/hr/
HR-6F-110 | Optart | 110 | 6 | C-mount | 2/3" | MP-ADP-LQD |  | 17.526 | [6 empty] | On Request | EL-16-40-TC-VIS-5D-C |  | https://www.optart.co.jp/telecentric_lens/hr/
TV-08F-65 | Optart | 65 | 0.8 | C-mount | 1/2" | MP-ADP-LQD |  | 17.526 | [6 empty] | On Request | EL-16-40-TC-VIS-5D-C |  | https://www.optart.co.jp/telecentric_lens/tv-standard/
TV-1F-65 | Optart | 65 | 1 | C-mount | 2/3" | MP-ADP-LQD |  | 17.526 | [6 empty] | On Request | EL-16-40-TC-VIS-5D-C |  | https://www.optart.co.jp/telecentric_lens/tv-standard/
TV-2F-65 | Optart | 65 | 2 | C-mount | 1/2" | MP-ADP-LQD |  | 17.526 | [6 empty] | On Request | EL-16-40-TC-VIS-5D-C |  | https://www.optart.co.jp/telecentric_lens/tv-standard/
TV-4F-65 | Optart | 65 | 4 | C-mount | 1/2" | MP-ADP-LQD |  | 17.526 | [6 empty] | On Request | EL-16-40-TC-VIS-5D-C |  | https://www.optart.co.jp/telecentric_lens/tv-standard/
TV-6F-65 | Optart | 65 | 6 | C-mount | 1/2" | MP-ADP-LQD |  | 17.526 | [6 empty] | On Request | EL-16-40-TC-VIS-5D-C |  | https://www.optart.co.jp/telecentric_lens/tv-standard/
TV-8F-65 | Optart | 65 | 8 | C-mount | 1/2" | MP-ADP-LQD |  | 17.526 | [6 empty] | On Request | EL-16-40-TC-VIS-5D-C |  | https://www.optart.co.jp/telecentric_lens/tv-standard/
TV-04F-78 | Optart | 78 | 0.4 | C-mount | 1/2" | MP-ADP-LQD |  | 17.526 | [6 empty] | On Request | EL-16-40-TC-VIS-5D-C |  | https://www.optart.co.jp/telecentric_lens/tv-standard/
TV-05L2 | Optart | 71 | 0.5 | C-mount | 1/2" | MP-ADP-LQD |  | 17.526 | [6 empty] | On Request | EL-16-40-TC-VIS-5D-C |  | https://www.optart.co.jp/telecentric_lens/tv-standard/
TV-05F | Optart | 71 | 0.5 | C-mount | 1/3" | MP-ADP-LQD |  | 17.526 | [6 empty] | On Request | EL-16-40-TC-VIS-5D-C |  | https://www.optart.co.jp/telecentric_lens/tv-standard/
TV-07F | Optart | 71 | 0.7 | C-mount | 1/2" | MP-ADP-LQD |  | 17.526 | [6 empty] | On Request | EL-16-40-TC-VIS-5D-C |  | https://www.optart.co.jp/telecentric_lens/tv-standard/
TV-1F | Optart | 71 | 1 | C-mount | 2/3" | MP-ADP-LQD |  | 17.526 | [6 empty] | On Request | EL-16-40-TC-VIS-5D-C |  | https://www.optart.co.jp/telecentric_lens/tv-standard/
TV-2F | Optart | 71 | 2 | C-mount | 2/3" | MP-ADP-LQD |  | 17.526 | [6 empty] | On Request | EL-16-40-TC-VIS-5D-C |  | https://www.optart.co.jp/telecentric_lens/tv-standard/
TV-4F | Optart | 71 | 4 | C-mount | 2/3" | MP-ADP-LQD |  | 17.526 | [6 empty] | On Request | EL-16-40-TC-VIS-5D-C |  | https://www.optart.co.jp/telecentric_lens/tv-standard/
TV-6F | Optart | 71 | 6 | C-mount | 2/3" | MP-ADP-LQD |  | 17.526 | [6 empty] | On Request | EL-16-40-TC-VIS-5D-C |  | https://www.optart.co.jp/telecentric_lens/tv-standard/
TV-05F-110 | Optart | 110 | 0.5 | C-mount | 1/2" | MP-ADP-LQD |  | 17.526 | [6 empty] | On Request | EL-16-40-TC-VIS-5D-C |  | https://www.optart.co.jp/telecentric_lens/tv-standard/
TV-1F-110 | Optart | 110 | 1 | C-mount | 2/3" | MP-ADP-LQD |  | 17.526 | [6 empty] | On Request | EL-16-40-TC-VIS-5D-C |  | https://www.optart.co.jp/telecentric_lens/tv-standard/
TV-2F-110 | Optart | 110 | 2 | C-mount | 2/3" | MP-ADP-LQD |  | 17.526 | [6 empty] | On Request | EL-16-40-TC-VIS-5D-C |  | https://www.optart.co.jp/telecentric_lens/tv-standard/
TV-4F-110 | Optart | 110 | 4 | C-mount | 2/3" | MP-ADP-LQD |  | 17.526 | [6 empty] | On Request | EL-16-40-TC-VIS-5D-C |  | https://www.optart.co.jp/telecentric_lens/tv-standard/
TV-5F-110 | Optart | 110 | 5 | C-mount | 2/3" | MP-ADP-LQD |  | 17.526 | [6 empty] | On Request | EL-16-40-TC-VIS-5D-C |  | https://www.optart.co.jp/telecentric_lens/tv-standard/
TV-6F-110 | Optart | 110 | 6 | C-mount | 2/3" | MP-ADP-LQD |  | 17.526 | [6 empty] | On Request | EL-16-40-TC-VIS-5D-C |  | https://www.optart.co.jp/telecentric_lens/tv-standard/
TV-05F-150 | Optart | 150 | 0.5 | C-mount | 1/2" | MP-ADP-LQD |  | 17.526 | [6 empty] | On Request | EL-16-40-TC-VIS-5D-C |  | https://www.optart.co.jp/telecentric_lens/tv-standard/
TV-05F-150P* | Optart | 150 | 0.5 | C-mount | 1/2" | MP-ADP-LQD |  | 17.526 | [6 empty] | On Request | EL-16-40-TC-VIS-5D-C |  | https://www.optart.co.jp/telecentric_lens/tv-standard/
TV-1F-150 | Optart | 150 | 1 | C-mount | 1/2" | MP-ADP-LQD |  | 17.526 | [6 empty] | On Request | EL-16-40-TC-VIS-5D-C |  | https://www.optart.co.jp/telecentric_lens/tv-standard/
TV-2F-150 | Optart | 150 | 2 | C-mount | 1/2" | MP-ADP-LQD |  | 17.526 | [6 empty] | On Request | EL-16-40-TC-VIS-5D-C |  | https://www.optart.co.jp/telecentric_lens/tv-standard/
TV-3F-150 | Optart | 150 | 3 | C-mount | 1/2" | MP-ADP-LQD |  | 17.526 | [6 empty] | On Request | EL-16-40-TC-VIS-5D-C |  | https://www.optart.co.jp/telecentric_lens/tv-standard/
TV-1F-220 | Optart | 220 | 1 | C-mount | 1/2" | MP-ADP-LQD |  | 17.526 | [6 empty] | On Request | EL-16-40-TC-VIS-5D-C |  | https://www.optart.co.jp/telecentric_lens/tv-standard/
TV-2F-220 | Optart | 220 | 2 | C-mount | 1/2" | MP-ADP-LQD |  | 17.526 | [6 empty] | On Request | EL-16-40-TC-VIS-5D-C |  | https://www.optart.co.jp/telecentric_lens/tv-standard/
TV-3F-220 | Optart | 220 | 3 | C-mount | 1/2" | MP-ADP-LQD |  | 17.526 | [6 empty] | On Request | EL-16-40-TC-VIS-5D-C |  | https://www.optart.co.jp/telecentric_lens/tv-standard/
TV-1F-290 | Optart | 290 | 1 | C-mount | 1/2" | MP-ADP-LQD |  | 17.526 | [6 empty] | On Request | EL-16-40-TC-VIS-5D-C |  | https://www.optart.co.jp/telecentric_lens/tv-standard/
TV-2F-290 | Optart | 290 | 2 | C-mount | 1/2" | MP-ADP-LQD |  | 17.526 | [6 empty] | On Request | EL-16-40-TC-VIS-5D-C |  | https://www.optart.co.jp/telecentric_lens/tv-standard/
TV-3F-290 | Optart | 290 | 3 | C-mount | 1/2" | MP-ADP-LQD |  | 17.526 | [6 empty] | On Request | EL-16-40-TC-VIS-5D-C |  | https://www.optart.co.jp/telecentric_lens/tv-standard/
TV-05F-400 | Optart | 400 | 0.5 | C-mount | 1/2" | MP-ADP-LQD |  | 17.526 | [6 empty] | On Request | EL-16-40-TC-VIS-5D-C |  | https://www.optart.co.jp/telecentric_lens/tv-standard/
TV-1F-400 | Optart | 400 | 1 | C-mount | 1/1.8" | MP-ADP-LQD |  | 17.526 | [6 empty] | On Request | EL-16-40-TC-VIS-5D-C |  | https://www.optart.co.jp/telecentric_lens/tv-standard/
TV-2F-400 | Optart | 400 | 2 | C-mount | 1/1.8" | MP-ADP-LQD |  | 17.526 | [6 empty] | On Request | EL-16-40-TC-VIS-5D-C |  | https://www.optart.co.jp/telecentric_lens/tv-standard/
TV-05F-800 | Optart | 800 | 0.5 | C-mount | 1/1.8" | MP-ADP-LQD |  | 17.526 | [6 empty] | On Request | EL-16-40-TC-VIS-5D-C |  | https://www.optart.co.jp/telecentric_lens/tv-standard/
TV-1F-800 | Optart | 800 | 1 | C-mount | 1/1.8" | MP-ADP-LQD |  | 17.526 | [6 empty] | On Request | EL-16-40-TC-VIS-5D-C |  | https://www.optart.co.jp/telecentric_lens/tv-standard/
TCL0300-FU | Optart | 167 | 0.3 | C-mount | 1.1" | MP-ADP-LQD |  | 17.526 | [6 empty] | On Request | EL-16-40-TC-VIS-5D-C |  | https://www.optart.co.jp/bi_telecentric_lens/1/
TCL0450-FU | Optart | 108 | 0.45 | C-mount | 1.1" | MP-ADP-LQD |  | 17.526 | [6 empty] | On Request | EL-16-40-TC-VIS-5D-C |  | https://www.optart.co.jp/bi_telecentric_lens/1/
TCL0600-FU | Optart | 78.5 | 0.6 | C-mount | 1.1" | MP-ADP-LQD |  | 17.526 | [6 empty] | On Request | EL-16-40-TC-VIS-5D-C |  | https://www.optart.co.jp/bi_telecentric_lens/1/
TCL0750-FU | Optart | 60.7 | 0.75 | C-mount | 1.1" | MP-ADP-LQD |  | 17.526 | [6 empty] | On Request | EL-16-40-TC-VIS-5D-C |  | https://www.optart.co.jp/bi_telecentric_lens/1/
TCL0300-MU | Optart | 167 | 0.3 | C-mount | 1.1" | MP-ADP-LQD |  | 17.526 | [6 empty] | On Request | EL-16-40-TC-VIS-5D-C |  | https://www.optart.co.jp/bi_telecentric_lens/1/
TCL0450-MU | Optart | 108 | 0.45 | C-mount | 1.1" | MP-ADP-LQD |  | 17.526 | [6 empty] | On Request | EL-16-40-TC-VIS-5D-C |  | https://www.optart.co.jp/bi_telecentric_lens/1/
TCL0600-MU | Optart | 78.5 | 0.6 | C-mount | 1.1" | MP-ADP-LQD |  | 17.526 | [6 empty] | On Request | EL-16-40-TC-VIS-5D-C |  | https://www.optart.co.jp/bi_telecentric_lens/1/
TCL0750-MU | Optart | 60.7 | 0.75 | C-mount | 1.1" | MP-ADP-LQD |  | 17.526 | [6 empty] | On Request | EL-16-40-TC-VIS-5D-C |  | https://www.optart.co.jp/bi_telecentric_lens/1/
TCL0200-F | Optart | 167 | 0.2 | C-mount | 2/3" | MP-ADP-LQD |  | 17.526 | [6 empty] | On Request | EL-16-40-TC-VIS-5D-C |  | https://www.optart.co.jp/bi_telecentric_lens/2/
TCL0300-F | Optart | 108 | 0.3 | C-mount | 2/3" | MP-ADP-LQD |  | 17.526 | [6 empty] | On Request | EL-16-40-TC-VIS-5D-C |  | https://www.optart.co.jp/bi_telecentric_lens/2/
TCL0400-F | Optart | 78.5 | 0.4 | C-mount | 2/3" | MP-ADP-LQD |  | 17.526 | [6 empty] | On Request | EL-16-40-TC-VIS-5D-C |  | https://www.optart.co.jp/bi_telecentric_lens/2/
TCL0500-F | Optart | 60.7 | 0.5 | C-mount | 2/3" | MP-ADP-LQD |  | 17.526 | [6 empty] | On Request | EL-16-40-TC-VIS-5D-C |  | https://www.optart.co.jp/bi_telecentric_lens/2/
TCL0200-M | Optart | 167 | 0.2 | C-mount | 2/3" | MP-ADP-LQD |  | 17.526 | [6 empty] | On Request | EL-16-40-TC-VIS-5D-C |  | https://www.optart.co.jp/bi_telecentric_lens/2/
TCL0300-M | Optart | 108 | 0.3 | C-mount | 2/3" | MP-ADP-LQD |  | 17.526 | [6 empty] | On Request | EL-16-40-TC-VIS-5D-C |  | https://www.optart.co.jp/bi_telecentric_lens/2/
TCL0400-M | Optart | 78.5 | 0.4 | C-mount | 2/3" | MP-ADP-LQD |  | 17.526 | [6 empty] | On Request | EL-16-40-TC-VIS-5D-C |  | https://www.optart.co.jp/bi_telecentric_lens/2/
TCL0500-M | Optart | 60.7 | 0.5 | C-mount | 2/3" | MP-ADP-LQD |  | 17.526 | [6 empty] | On Request | EL-16-40-TC-VIS-5D-C |  | https://www.optart.co.jp/bi_telecentric_lens/2/
TCL0145-F | Optart | 167 | 0.145 | C-mount | 1/2" | MP-ADP-LQD |  | 17.526 | [6 empty] | On Request | EL-16-40-TC-VIS-5D-C |  | https://www.optart.co.jp/bi_telecentric_lens/3/
TCL0218-F | Optart | 108 | 0.218 | C-mount | 1/2" | MP-ADP-LQD |  | 17.526 | [6 empty] | On Request | EL-16-40-TC-VIS-5D-C |  | https://www.optart.co.jp/bi_telecentric_lens/3/
TCL0291-F | Optart | 78.5 | 0.291 | C-mount | 1/2" | MP-ADP-LQD |  | 17.526 | [6 empty] | On Request | EL-16-40-TC-VIS-5D-C |  | https://www.optart.co.jp/bi_telecentric_lens/3/
TCL0364-F | Optart | 60.7 | 0.364 | C-mount | 1/2" | MP-ADP-LQD |  | 17.526 | [6 empty] | On Request | EL-16-40-TC-VIS-5D-C |  | https://www.optart.co.jp/bi_telecentric_lens/3/
TCL0145-M | Optart | 167 | 0.145 | C-mount | 1/2" | MP-ADP-LQD |  | 17.526 | [6 empty] | On Request | EL-16-40-TC-VIS-5D-C |  | https://www.optart.co.jp/bi_telecentric_lens/3/
TCL0218-M | Optart | 108 | 0.218 | C-mount | 1/2" | MP-ADP-LQD |  | 17.526 | [6 empty] | On Request | EL-16-40-TC-VIS-5D-C |  | https://www.optart.co.jp/bi_telecentric_lens/3/
TCL0291-M | Optart | 78.5 | 0.291 | C-mount | 1/2" | MP-ADP-LQD |  | 17.526 | [6 empty] | On Request | EL-16-40-TC-VIS-5D-C |  | https://www.optart.co.jp/bi_telecentric_lens/3/
TCL0364-M | Optart | 60.7 | 0.364 | C-mount | 1/2" | MP-ADP-LQD |  | 17.526 | [6 empty] | On Request | EL-16-40-TC-VIS-5D-C |  | https://www.optart.co.jp/bi_telecentric_lens/3/
TCL01150-F | Optart | 167 | 0.115 | C-mount | 1/3" | MP-ADP-LQD |  | 17.526 | [6 empty] | On Request | EL-16-40-TC-VIS-5D-C |  | https://www.optart.co.jp/bi_telecentric_lens/4/
TCL01725-F | Optart | 108 | 0.1725 | C-mount | 1/3" | MP-ADP-LQD |  | 17.526 | [6 empty] | On Request | EL-16-40-TC-VIS-5D-C |  | https://www.optart.co.jp/bi_telecentric_lens/4/
TCL02300-F | Optart | 78.5 | 0.23 | C-mount | 1/3" | MP-ADP-LQD |  | 17.526 | [6 empty] | On Request | EL-16-40-TC-VIS-5D-C |  | https://www.optart.co.jp/bi_telecentric_lens/4/
TCL02875-F | Optart | 60.7 | 0.2875 | C-mount | 1/3" | MP-ADP-LQD |  | 17.526 | [6 empty] | On Request | EL-16-40-TC-VIS-5D-C |  | https://www.optart.co.jp/bi_telecentric_lens/4/
TCL03L-3 | Optart | 105 | 0.3 | C-mount | 2/3" | MP-ADP-LQD |  | 17.526 | [6 empty] | On Request | EL-16-40-TC-VIS-5D-C |  | https://www.optart.co.jp/bi_telecentric_lens/5/
TCL04L-3 | Optart | 78.7 | 0.4 | C-mount | 2/3" | MP-ADP-LQD |  | 17.526 | [6 empty] | On Request | EL-16-40-TC-VIS-5D-C |  | https://www.optart.co.jp/bi_telecentric_lens/5/
TCL05L-3 | Optart | 62.14 | 0.5 | C-mount | 2/3" | MP-ADP-LQD |  | 17.526 | [6 empty] | On Request | EL-16-40-TC-VIS-5D-C |  | https://www.optart.co.jp/bi_telecentric_lens/5/
TCL-1L | Optart | 73 | 1 | C-mount | 2/3" | MP-ADP-LQD |  | 17.526 | [6 empty] | On Request | EL-16-40-TC-VIS-5D-C |  | https://www.optart.co.jp/bi_telecentric_lens/5/
TCL-2L | Optart | 85 | 2 | C-mount | 2/3" | MP-ADP-LQD |  | 17.526 | [6 empty] | On Request | EL-16-40-TC-VIS-5D-C |  | https://www.optart.co.jp/bi_telecentric_lens/5/
TCL-4L | Optart | 90 | 4 | C-mount | 2/3" | MP-ADP-LQD |  | 17.526 | [6 empty] | On Request | EL-16-40-TC-VIS-5D-C |  | https://www.optart.co.jp/bi_telecentric_lens/5/
TCL-6L | Optart | 83 | 6 | C-mount | 2/3" | MP-ADP-LQD |  | 17.526 | [6 empty] | On Request | EL-16-40-TC-VIS-5D-C |  | https://www.optart.co.jp/bi_telecentric_lens/5/
MTL-9011C-012 | Moritex | 90 | 0.12 | C-mount | 2/3" | N/A |  | 17.526 | [6 empty] | On Request | EL-16-40-TC-VIS-5D-C |  | http://moritex.com/model/1-1-6-1-2-1.html
MTL-10011C-011 | Moritex | 110 | 0.11 | C-mount | 2/3" | N/A |  | 17.526 | [6 empty] | On Request | EL-16-40-TC-VIS-5D-C |  | http://moritex.com/model/1-1-6-1-2-2.html
MTL-12011C-009 | Moritex | 120 | 0.092 | C-mount | 2/3" | N/A |  | 17.526 | [6 empty] | On Request | EL-16-40-TC-VIS-5D-C |  | http://moritex.com/model/1-1-6-1-2-3.html
MTL-13511C-008 | Moritex | 135 | 0.081 | C-mount | 2/3" | N/A |  | 17.526 | [6 empty] | On Request | EL-16-40-TC-VIS-5D-C |  | http://moritex.com/model/1-1-6-1-2-4.html
MTL-15011C-007 | Moritex | 150 | 0.073 | C-mount | 2/3" | N/A |  | 17.526 | [6 empty] | On Request | EL-16-40-TC-VIS-5D-C |  | http://moritex.com/model/1-1-6-1-2-5.html
MTL-18011C-006 | Moritex | 180 | 0.061 | C-mount | 2/3" | N/A |  | 17.526 | [6 empty] | On Request | EL-16-40-TC-VIS-5D-C |  | http://moritex.com/model/1-1-6-1-2-6.html
MTL-19511C-006 | Moritex | 195 | 0.056 | C-mount | 2/3" | N/A |  | 17.526 | [6 empty] | On Request | EL-16-40-TC-VIS-5D-C |  | http://moritex.com/model/1-1-6-1-2-7.html
MTL-24011C-005 | Moritex | 240 | 0.046 | C-mount | 2/3" | N/A |  | 17.526 | [6 empty] | On Request | EL-16-40-TC-VIS-5D-C |  | http://moritex.com/model/1-1-6-1-2-8.html
MTL-26511C-004 | Moritex | 240 | 0.046 | C-mount | 2/3" | N/A |  | 17.526 | [6 empty] | On Request | EL-16-40-TC-VIS-5D-C |  | http://moritex.com/model/1-1-6-1-2-9.html
MTL-31011C-004 | Moritex | 310 | 0.035 | C-mount | 2/3" | N/A |  | 17.526 | [6 empty] | On Request | EL-16-40-TC-VIS-5D-C |  | http://moritex.com/model/1-1-6-1-2-10.html
MTL-3518C-053 | Moritex | 95 | 0.527 | C-mount | 1.1" | N/A |  | 17.526 | [6 empty] | On Request | EL-16-40-TC-VIS-5D-C |  | http://moritex.com/model/1-1-6-1-3-2.html
MTL-4518C-041 | Moritex | 110 | 0.41 | C-mount | 1.1" | N/A |  | 17.526 | [6 empty] | On Request | EL-16-40-TC-VIS-5D-C |  | http://moritex.com/model/1-1-6-1-3-3.html
MTL-5518C-034 | Moritex | 135 | 0.335 | C-mount | 1.1" | N/A |  | 17.526 | [6 empty] | On Request | EL-16-40-TC-VIS-5D-C |  | http://moritex.com/model/1-1-6-1-3-4.html
MTL-6518C-029 | Moritex | 135 | 0.285 | C-mount | 1.1" | N/A |  | 17.526 | [6 empty] | On Request | EL-16-40-TC-VIS-5D-C |  | http://moritex.com/model/1-1-6-1-3-5.html
MTL-8018C-023 | Moritex | 165 | 0.228 | C-mount | 1.1" | N/A |  | 17.526 | [6 empty] | On Request | EL-16-40-TC-VIS-5D-C |  | http://moritex.com/model/1-1-6-1-3-6.html
MTL-9018C-021 | Moritex | 120 | 0.206 | C-mount | 1.1" | N/A |  | 17.526 | [6 empty] | On Request | EL-16-40-TC-VIS-5D-C |  | http://moritex.com/model/1-1-6-1-3-7.html
MTL-10018C-019 | Moritex | 220 | 0.185 | C-mount | 1.1" | N/A |  | 17.526 | [6 empty] | On Request | EL-16-40-TC-VIS-5D-C |  | http://moritex.com/model/1-1-6-1-3-8.html
MTL-12018C-015 | Moritex | 255 | 0.154 | C-mount | 1.1" | N/A |  | 17.526 | [6 empty] | On Request | EL-16-40-TC-VIS-5D-C |  | http://moritex.com/model/1-1-6-1-3-9.html
MTL-13518C-014 | Moritex | 260 | 0.137 | C-mount | 1.1" | N/A |  | 17.526 | [6 empty] | On Request | EL-16-40-TC-VIS-5D-C |  | http://moritex.com/model/1-1-6-1-3-10.html
MTL-15018C-012 | Moritex | 300 | 0.123 | C-mount | 1.1" | N/A |  | 17.526 | [6 empty] | On Request | EL-16-40-TC-VIS-5D-C |  | http://moritex.com/model/1-1-6-1-3-11.html
MTL-18018C-010 | Moritex | 350 | 0.103 | C-mount | 1.1" | N/A |  | 17.526 | [6 empty] | On Request | EL-16-40-TC-VIS-5D-C |  | http://moritex.com/model/1-1-6-1-3-12.html
MTL-19518C-009 | Moritex | 365 | 0.095 | C-mount | 1.1" | N/A |  | 17.526 | [6 empty] | On Request | EL-16-40-TC-VIS-5D-C |  | http://moritex.com/model/1-1-6-1-3-13.html
MTL-24018C-008 | Moritex | 375 | 0.077 | C-mount | 1.1" | N/A |  | 17.526 | [6 empty] | On Request | EL-16-40-TC-VIS-5D-C |  | http://moritex.com/model/1-1-6-1-3-14.html
MTL-26518C-007 | Moritex | 540 | 0.07 | C-mount | 1.1" | N/A |  | 17.526 | [6 empty] | On Request | EL-16-40-TC-VIS-5D-C |  | http://moritex.com/model/1-1-6-1-3-15.html
MTL-31018C-006 | Moritex | 470 | 0.06 | C-mount | 1.1" | N/A |  | 17.526 | [6 empty] | On Request | EL-16-40-TC-VIS-5D-C |  | http://moritex.com/model/1-1-6-1-3-16.html
end of list
Note on H37: OPTART have two choice to using liquid lens combine with OPTART telecentric lens ● In front of lens：using adapter ● in rear of lens：using modified tube for above two solutions it will not change the WD of the lens.
Note on P37: Author: If possbile, please fill it up.
Note on H38: OPTART have two choice to using liquid lens combine with OPTART telecentric lens ● In front of lens：using adapter ● in rear of lens：using modified tube for above two solutions it will not change the WD of the lens.
Note on H39: OPTART have two choice to using liquid lens combine with OPTART telecentric lens ● In front of lens：using adapter ● in rear of lens：using modified tube for above two solutions it will not change the WD of the lens.
Note on H40: OPTART have two choice to using liquid lens combine with OPTART telecentric lens ● In front of lens：using adapter ● in rear of lens：using modified tube for above two solutions it will not change the WD of the lens.
Note on H41: OPTART have two choice to using liquid lens combine with OPTART telecentric lens ● In front of lens：using adapter ● in rear of lens：using modified tube for above two solutions it will not change the WD of the lens.
Note on H42: OPTART have two choice to using liquid lens combine with OPTART telecentric lens ● In front of lens：using adapter ● in rear of lens：using modified tube for above two solutions it will not change the WD of the lens.
Note on H44: OPTART have two choice to using liquid lens combine with OPTART telecentric lens ● In front of lens：using adapter ● in rear of lens：using modified tube for above two solutions it will not change the WD of the lens.
Note on H45: OPTART have two choice to using liquid lens combine with OPTART telecentric lens ● In front of lens：using adapter ● in rear of lens：using modified tube for above two solutions it will not change the WD of the lens.
Note on H46: OPTART have two choice to using liquid lens combine with OPTART telecentric lens ● In front of lens：using adapter ● in rear of lens：using modified tube for above two solutions it will not change the WD of the lens.
Note on H47: OPTART have two choice to using liquid lens combine with OPTART telecentric lens ● In front of lens：using adapter ● in rear of lens：using modified tube for above two solutions it will not change the WD of the lens.
Note on H48: OPTART have two choice to using liquid lens combine with OPTART telecentric lens ● In front of lens：using adapter ● in rear of lens：using modified tube for above two solutions it will not change the WD of the lens.
Note on H49: OPTART have two choice to using liquid lens combine with OPTART telecentric lens ● In front of lens：using adapter ● in rear of lens：using modified tube for above two solutions it will not change the WD of the lens.
Note on H50: OPTART have two choice to using liquid lens combine with OPTART telecentric lens ● In front of lens：using adapter ● in rear of lens：using modified tube for above two solutions it will not change the WD of the lens.
Note on H51: OPTART have two choice to using liquid lens combine with OPTART telecentric lens ● In front of lens：using adapter ● in rear of lens：using modified tube for above two solutions it will not change the WD of the lens.
Note on H52: OPTART have two choice to using liquid lens combine with OPTART telecentric lens ● In front of lens：using adapter ● in rear of lens：using modified tube for above two solutions it will not change the WD of the lens.
Note on H53: OPTART have two choice to using liquid lens combine with OPTART telecentric lens ● In front of lens：using adapter ● in rear of lens：using modified tube for above two solutions it will not change the WD of the lens.
Note on H54: OPTART have two choice to using liquid lens combine with OPTART telecentric lens ● In front of lens：using adapter ● in rear of lens：using modified tube for above two solutions it will not change the WD of the lens.
Note on H55: OPTART have two choice to using liquid lens combine with OPTART telecentric lens ● In front of lens：using adapter ● in rear of lens：using modified tube for above two solutions it will not change the WD of the lens.
Note on H56: OPTART have two choice to using liquid lens combine with OPTART telecentric lens ● In front of lens：using adapter ● in rear of lens：using modified tube for above two solutions it will not change the WD of the lens.
Note on H57: OPTART have two choice to using liquid lens combine with OPTART telecentric lens ● In front of lens：using adapter ● in rear of lens：using modified tube for above two solutions it will not change the WD of the lens.
Note on H58: OPTART have two choice to using liquid lens combine with OPTART telecentric lens ● In front of lens：using adapter ● in rear of lens：using modified tube for above two solutions it will not change the WD of the lens.
Note on H59: OPTART have two choice to using liquid lens combine with OPTART telecentric lens ● In front of lens：using adapter ● in rear of lens：using modified tube for above two solutions it will not change the WD of the lens.
Note on H60: OPTART have two choice to using liquid lens combine with OPTART telecentric lens ● In front of lens：using adapter ● in rear of lens：using modified tube for above two solutions it will not change the WD of the lens.
Note on H61: OPTART have two choice to using liquid lens combine with OPTART telecentric lens ● In front of lens：using adapter ● in rear of lens：using modified tube for above two solutions it will not change the WD of the lens.
Note on H62: OPTART have two choice to using liquid lens combine with OPTART telecentric lens ● In front of lens：using adapter ● in rear of lens：using modified tube for above two solutions it will not change the WD of the lens.
Note on H63: OPTART have two choice to using liquid lens combine with OPTART telecentric lens ● In front of lens：using adapter ● in rear of lens：using modified tube for above two solutions it will not change the WD of the lens.
Note on H64: OPTART have two choice to using liquid lens combine with OPTART telecentric lens ● In front of lens：using adapter ● in rear of lens：using modified tube for above two solutions it will not change the WD of the lens.
Note on H65: OPTART have two choice to using liquid lens combine with OPTART telecentric lens ● In front of lens：using adapter ● in rear of lens：using modified tube for above two solutions it will not change the WD of the lens.
Note on H66: OPTART have two choice to using liquid lens combine with OPTART telecentric lens ● In front of lens：using adapter ● in rear of lens：using modified tube for above two solutions it will not change the WD of the lens.
Note on H67: OPTART have two choice to using liquid lens combine with OPTART telecentric lens ● In front of lens：using adapter ● in rear of lens：using modified tube for above two solutions it will not change the WD of the lens.
Note on H68: OPTART have two choice to using liquid lens combine with OPTART telecentric lens ● In front of lens：using adapter ● in rear of lens：using modified tube for above two solutions it will not change the WD of the lens.
Note on H69: OPTART have two choice to using liquid lens combine with OPTART telecentric lens ● In front of lens：using adapter ● in rear of lens：using modified tube for above two solutions it will not change the WD of the lens.
Note on H70: OPTART have two choice to using liquid lens combine with OPTART telecentric lens ● In front of lens：using adapter ● in rear of lens：using modified tube for above two solutions it will not change the WD of the lens.
Note on H71: OPTART have two choice to using liquid lens combine with OPTART telecentric lens ● In front of lens：using adapter ● in rear of lens：using modified tube for above two solutions it will not change the WD of the lens.
Note on H72: OPTART have two choice to using liquid lens combine with OPTART telecentric lens ● In front of lens：using adapter ● in rear of lens：using modified tube for above two solutions it will not change the WD of the lens.
Note on H73: OPTART have two choice to using liquid lens combine with OPTART telecentric lens ● In front of lens：using adapter ● in rear of lens：using modified tube for above two solutions it will not change the WD of the lens.
Note on H74: OPTART have two choice to using liquid lens combine with OPTART telecentric lens ● In front of lens：using adapter ● in rear of lens：using modified tube for above two solutions it will not change the WD of the lens.
Note on H75: OPTART have two choice to using liquid lens combine with OPTART telecentric lens ● In front of lens：using adapter ● in rear of lens：using modified tube for above two solutions it will not change the WD of the lens.
Note on H76: OPTART have two choice to using liquid lens combine with OPTART telecentric lens ● In front of lens：using adapter ● in rear of lens：using modified tube for above two solutions it will not change the WD of the lens.
Note on H77: OPTART have two choice to using liquid lens combine with OPTART telecentric lens ● In front of lens：using adapter ● in rear of lens：using modified tube for above two solutions it will not change the WD of the lens.
Note on H78: OPTART have two choice to using liquid lens combine with OPTART telecentric lens ● In front of lens：using adapter ● in rear of lens：using modified tube for above two solutions it will not change the WD of the lens.
Note on H79: OPTART have two choice to using liquid lens combine with OPTART telecentric lens ● In front of lens：using adapter ● in rear of lens：using modified tube for above two solutions it will not change the WD of the lens.
Note on H80: OPTART have two choice to using liquid lens combine with OPTART telecentric lens ● In front of lens：using adapter ● in rear of lens：using modified tube for above two solutions it will not change the WD of the lens.
Note on H81: OPTART have two choice to using liquid lens combine with OPTART telecentric lens ● In front of lens：using adapter ● in rear of lens：using modified tube for above two solutions it will not change the WD of the lens.
Note on H82: OPTART have two choice to using liquid lens combine with OPTART telecentric lens ● In front of lens：using adapter ● in rear of lens：using modified tube for above two solutions it will not change the WD of the lens.
Note on H83: OPTART have two choice to using liquid lens combine with OPTART telecentric lens ● In front of lens：using adapter ● in rear of lens：using modified tube for above two solutions it will not change the WD of the lens.
Note on H84: OPTART have two choice to using liquid lens combine with OPTART telecentric lens ● In front of lens：using adapter ● in rear of lens：using modified tube for above two solutions it will not change the WD of the lens.
Note on H85: OPTART have two choice to using liquid lens combine with OPTART telecentric lens ● In front of lens：using adapter ● in rear of lens：using modified tube for above two solutions it will not change the WD of the lens.
Note on H86: OPTART have two choice to using liquid lens combine with OPTART telecentric lens ● In front of lens：using adapter ● in rear of lens：using modified tube for above two solutions it will not change the WD of the lens.
Note on H87: OPTART have two choice to using liquid lens combine with OPTART telecentric lens ● In front of lens：using adapter ● in rear of lens：using modified tube for above two solutions it will not change the WD of the lens.
Note on H88: OPTART have two choice to using liquid lens combine with OPTART telecentric lens ● In front of lens：using adapter ● in rear of lens：using modified tube for above two solutions it will not change the WD of the lens.
Note on H89: OPTART have two choice to using liquid lens combine with OPTART telecentric lens ● In front of lens：using adapter ● in rear of lens：using modified tube for above two solutions it will not change the WD of the lens.
Note on H90: OPTART have two choice to using liquid lens combine with OPTART telecentric lens ● In front of lens：using adapter ● in rear of lens：using modified tube for above two solutions it will not change the WD of the lens.
Note on H91: OPTART have two choice to using liquid lens combine with OPTART telecentric lens ● In front of lens：using adapter ● in rear of lens：using modified tube for above two solutions it will not change the WD of the lens.
Note on H92: OPTART have two choice to using liquid lens combine with OPTART telecentric lens ● In front of lens：using adapter ● in rear of lens：using modified tube for above two solutions it will not change the WD of the lens.
Note on H93: OPTART have two choice to using liquid lens combine with OPTART telecentric lens ● In front of lens：using adapter ● in rear of lens：using modified tube for above two solutions it will not change the WD of the lens.
Note on H94: OPTART have two choice to using liquid lens combine with OPTART telecentric lens ● In front of lens：using adapter ● in rear of lens：using modified tube for above two solutions it will not change the WD of the lens.
Note on H95: OPTART have two choice to using liquid lens combine with OPTART telecentric lens ● In front of lens：using adapter ● in rear of lens：using modified tube for above two solutions it will not change the WD of the lens.
Note on H96: OPTART have two choice to using liquid lens combine with OPTART telecentric lens ● In front of lens：using adapter ● in rear of lens：using modified tube for above two solutions it will not change the WD of the lens.
Note on H97: OPTART have two choice to using liquid lens combine with OPTART telecentric lens ● In front of lens：using adapter ● in rear of lens：using modified tube for above two solutions it will not change the WD of the lens.
Note on H98: OPTART have two choice to using liquid lens combine with OPTART telecentric lens ● In front of lens：using adapter ● in rear of lens：using modified tube for above two solutions it will not change the WD of the lens.
Note on H99: OPTART have two choice to using liquid lens combine with OPTART telecentric lens ● In front of lens：using adapter ● in rear of lens：using modified tube for above two solutions it will not change the WD of the lens.
Note on H100: OPTART have two choice to using liquid lens combine with OPTART telecentric lens ● In front of lens：using adapter ● in rear of lens：using modified tube for above two solutions it will not change the WD of the lens.
Note on H101: OPTART have two choice to using liquid lens combine with OPTART telecentric lens ● In front of lens：using adapter ● in rear of lens：using modified tube for above two solutions it will not change the WD of the lens.
Note on H102: OPTART have two choice to using liquid lens combine with OPTART telecentric lens ● In front of lens：using adapter ● in rear of lens：using modified tube for above two solutions it will not change the WD of the lens.
Note on H103: OPTART have two choice to using liquid lens combine with OPTART telecentric lens ● In front of lens：using adapter ● in rear of lens：using modified tube for above two solutions it will not change the WD of the lens.
Note on H104: OPTART have two choice to using liquid lens combine with OPTART telecentric lens ● In front of lens：using adapter ● in rear of lens：using modified tube for above two solutions it will not change the WD of the lens.
Note on H105: OPTART have two choice to using liquid lens combine with OPTART telecentric lens ● In front of lens：using adapter ● in rear of lens：using modified tube for above two solutions it will not change the WD of the lens.
Note on H106: OPTART have two choice to using liquid lens combine with OPTART telecentric lens ● In front of lens：using adapter ● in rear of lens：using modified tube for above two solutions it will not change the WD of the lens.
Note on H107: OPTART have two choice to using liquid lens combine with OPTART telecentric lens ● In front of lens：using adapter ● in rear of lens：using modified tube for above two solutions it will not change the WD of the lens.
Note on H108: OPTART have two choice to using liquid lens combine with OPTART telecentric lens ● In front of lens：using adapter ● in rear of lens：using modified tube for above two solutions it will not change the WD of the lens.
Note on H109: OPTART have two choice to using liquid lens combine with OPTART telecentric lens ● In front of lens：using adapter ● in rear of lens：using modified tube for above two solutions it will not change the WD of the lens.
Note on H110: OPTART have two choice to using liquid lens combine with OPTART telecentric lens ● In front of lens：using adapter ● in rear of lens：using modified tube for above two solutions it will not change the WD of the lens.
Note on H111: OPTART have two choice to using liquid lens combine with OPTART telecentric lens ● In front of lens：using adapter ● in rear of lens：using modified tube for above two solutions it will not change the WD of the lens.
Note on H112: OPTART have two choice to using liquid lens combine with OPTART telecentric lens ● In front of lens：using adapter ● in rear of lens：using modified tube for above two solutions it will not change the WD of the lens.
Note on H113: OPTART have two choice to using liquid lens combine with OPTART telecentric lens ● In front of lens：using adapter ● in rear of lens：using modified tube for above two solutions it will not change the WD of the lens.
Note on H114: OPTART have two choice to using liquid lens combine with OPTART telecentric lens ● In front of lens：using adapter ● in rear of lens：using modified tube for above two solutions it will not change the WD of the lens.
Note on H115: OPTART have two choice to using liquid lens combine with OPTART telecentric lens ● In front of lens：using adapter ● in rear of lens：using modified tube for above two solutions it will not change the WD of the lens.
Note on H116: OPTART have two choice to using liquid lens combine with OPTART telecentric lens ● In front of lens：using adapter ● in rear of lens：using modified tube for above two solutions it will not change the WD of the lens.
Note on H117: OPTART have two choice to using liquid lens combine with OPTART telecentric lens ● In front of lens：using adapter ● in rear of lens：using modified tube for above two solutions it will not change the WD of the lens.
Note on H118: OPTART have two choice to using liquid lens combine with OPTART telecentric lens ● In front of lens：using adapter ● in rear of lens：using modified tube for above two solutions it will not change the WD of the lens.
Note on H119: OPTART have two choice to using liquid lens combine with OPTART telecentric lens ● In front of lens：using adapter ● in rear of lens：using modified tube for above two solutions it will not change the WD of the lens.
Note on H120: OPTART have two choice to using liquid lens combine with OPTART telecentric lens ● In front of lens：using adapter ● in rear of lens：using modified tube for above two solutions it will not change the WD of the lens.
Note on H121: OPTART have two choice to using liquid lens combine with OPTART telecentric lens ● In front of lens：using adapter ● in rear of lens：using modified tube for above two solutions it will not change the WD of the lens.
Note on H122: OPTART have two choice to using liquid lens combine with OPTART telecentric lens ● In front of lens：using adapter ● in rear of lens：using modified tube for above two solutions it will not change the WD of the lens.
Note on H123: OPTART have two choice to using liquid lens combine with OPTART telecentric lens ● In front of lens：using adapter ● in rear of lens：using modified tube for above two solutions it will not change the WD of the lens.
Note on H124: OPTART have two choice to using liquid lens combine with OPTART telecentric lens ● In front of lens：using adapter ● in rear of lens：using modified tube for above two solutions it will not change the WD of the lens.
Note on H125: OPTART have two choice to using liquid lens combine with OPTART telecentric lens ● In front of lens：using adapter ● in rear of lens：using modified tube for above two solutions it will not change the WD of the lens.
Note on H126: OPTART have two choice to using liquid lens combine with OPTART telecentric lens ● In front of lens：using adapter ● in rear of lens：using modified tube for above two solutions it will not change the WD of the lens.
Note on H127: OPTART have two choice to using liquid lens combine with OPTART telecentric lens ● In front of lens：using adapter ● in rear of lens：using modified tube for above two solutions it will not change the WD of the lens.
Note on H128: OPTART have two choice to using liquid lens combine with OPTART telecentric lens ● In front of lens：using adapter ● in rear of lens：using modified tube for above two solutions it will not change the WD of the lens.
Note on H129: OPTART have two choice to using liquid lens combine with OPTART telecentric lens ● In front of lens：using adapter ● in rear of lens：using modified tube for above two solutions it will not change the WD of the lens.
Note on H130: OPTART have two choice to using liquid lens combine with OPTART telecentric lens ● In front of lens：using adapter ● in rear of lens：using modified tube for above two solutions it will not change the WD of the lens.
Note on H131: OPTART have two choice to using liquid lens combine with OPTART telecentric lens ● In front of lens：using adapter ● in rear of lens：using modified tube for above two solutions it will not change the WD of the lens.
Note on H132: OPTART have two choice to using liquid lens combine with OPTART telecentric lens ● In front of lens：using adapter ● in rear of lens：using modified tube for above two solutions it will not change the WD of the lens.
Note on H133: OPTART have two choice to using liquid lens combine with OPTART telecentric lens ● In front of lens：using adapter ● in rear of lens：using modified tube for above two solutions it will not change the WD of the lens.
Note on H134: OPTART have two choice to using liquid lens combine with OPTART telecentric lens ● In front of lens：using adapter ● in rear of lens：using modified tube for above two solutions it will not change the WD of the lens.
Note on H135: OPTART have two choice to using liquid lens combine with OPTART telecentric lens ● In front of lens：using adapter ● in rear of lens：using modified tube for above two solutions it will not change the WD of the lens.
Note on H136: OPTART have two choice to using liquid lens combine with OPTART telecentric lens ● In front of lens：using adapter ● in rear of lens：using modified tube for above two solutions it will not change the WD of the lens.
Note on H137: OPTART have two choice to using liquid lens combine with OPTART telecentric lens ● In front of lens：using adapter ● in rear of lens：using modified tube for above two solutions it will not change the WD of the lens.
Note on H138: OPTART have two choice to using liquid lens combine with OPTART telecentric lens ● In front of lens：using adapter ● in rear of lens：using modified tube for above two solutions it will not change the WD of the lens.
Note on H139: OPTART have two choice to using liquid lens combine with OPTART telecentric lens ● In front of lens：using adapter ● in rear of lens：using modified tube for above two solutions it will not change the WD of the lens.
Note on H140: OPTART have two choice to using liquid lens combine with OPTART telecentric lens ● In front of lens：using adapter ● in rear of lens：using modified tube for above two solutions it will not change the WD of the lens.
Note on H141: OPTART have two choice to using liquid lens combine with OPTART telecentric lens ● In front of lens：using adapter ● in rear of lens：using modified tube for above two solutions it will not change the WD of the lens.
Note on H142: OPTART have two choice to using liquid lens combine with OPTART telecentric lens ● In front of lens：using adapter ● in rear of lens：using modified tube for above two solutions it will not change the WD of the lens.
Note on H143: OPTART have two choice to using liquid lens combine with OPTART telecentric lens ● In front of lens：using adapter ● in rear of lens：using modified tube for above two solutions it will not change the WD of the lens.
Note on H144: OPTART have two choice to using liquid lens combine with OPTART telecentric lens ● In front of lens：using adapter ● in rear of lens：using modified tube for above two solutions it will not change the WD of the lens.
Note on H145: OPTART have two choice to using liquid lens combine with OPTART telecentric lens ● In front of lens：using adapter ● in rear of lens：using modified tube for above two solutions it will not change the WD of the lens.
Note on H146: OPTART have two choice to using liquid lens combine with OPTART telecentric lens ● In front of lens：using adapter ● in rear of lens：using modified tube for above two solutions it will not change the WD of the lens.
Note on H147: OPTART have two choice to using liquid lens combine with OPTART telecentric lens ● In front of lens：using adapter ● in rear of lens：using modified tube for above two solutions it will not change the WD of the lens.
Note on H148: OPTART have two choice to using liquid lens combine with OPTART telecentric lens ● In front of lens：using adapter ● in rear of lens：using modified tube for above two solutions it will not change the WD of the lens.
Note on H149: OPTART have two choice to using liquid lens combine with OPTART telecentric lens ● In front of lens：using adapter ● in rear of lens：using modified tube for above two solutions it will not change the WD of the lens.
Note on H150: OPTART have two choice to using liquid lens combine with OPTART telecentric lens ● In front of lens：using adapter ● in rear of lens：using modified tube for above two solutions it will not change the WD of the lens.
Note on H151: OPTART have two choice to using liquid lens combine with OPTART telecentric lens ● In front of lens：using adapter ● in rear of lens：using modified tube for above two solutions it will not change the WD of the lens.
Note on H152: OPTART have two choice to using liquid lens combine with OPTART telecentric lens ● In front of lens：using adapter ● in rear of lens：using modified tube for above two solutions it will not change the WD of the lens.
Note on H153: OPTART have two choice to using liquid lens combine with OPTART telecentric lens ● In front of lens：using adapter ● in rear of lens：using modified tube for above two solutions it will not change the WD of the lens.
Note on H154: OPTART have two choice to using liquid lens combine with OPTART telecentric lens ● In front of lens：using adapter ● in rear of lens：using modified tube for above two solutions it will not change the WD of the lens.
Note on H155: OPTART have two choice to using liquid lens combine with OPTART telecentric lens ● In front of lens：using adapter ● in rear of lens：using modified tube for above two solutions it will not change the WD of the lens.
Note on H156: OPTART have two choice to using liquid lens combine with OPTART telecentric lens ● In front of lens：using adapter ● in rear of lens：using modified tube for above two solutions it will not change the WD of the lens.
Note on H157: OPTART have two choice to using liquid lens combine with OPTART telecentric lens ● In front of lens：using adapter ● in rear of lens：using modified tube for above two solutions it will not change the WD of the lens.
Note on H158: OPTART have two choice to using liquid lens combine with OPTART telecentric lens ● In front of lens：using adapter ● in rear of lens：using modified tube for above two solutions it will not change the WD of the lens.
Note on H159: OPTART have two choice to using liquid lens combine with OPTART telecentric lens ● In front of lens：using adapter ● in rear of lens：using modified tube for above two solutions it will not change the WD of the lens.
Note on H160: OPTART have two choice to using liquid lens combine with OPTART telecentric lens ● In front of lens：using adapter ● in rear of lens：using modified tube for above two solutions it will not change the WD of the lens.

## Old (hidden)
Telecentric Lens
Back to overview
Imaging lens | [6 empty] | Optotune lens |  |  |  | Typical WD range (mm)
Brand | Model (incl. weblink) | Focal length | Mount | Format | Filter thread | List price range | Model | List price range | Position | Spacers behind EL for infinite WD | Nominal WD | WD max | WD min | Vignetting | Smallest recommended pixel size (um) | Test report available | Comments
| MP-05M-110-5M | [7 empty] | In Back |  | #N/A
| MP-05F-110-5M | [7 empty] | In Back |  | #N/A
| MP-07M-110-5M | [7 empty] | In Back |  | #N/A
| MP-07F-110-5M | [7 empty] | In Back |  | #N/A
| MP-1M-110-5M | [7 empty] | In Back |  | #N/A
| MP-1F-110-5M | [7 empty] | In Back |  | #N/A
| MP-011M-150-5M | [7 empty] | In Back |  | #N/A
| MPHC-2M-65-AI | [7 empty] | In Back |  | #N/A
| MP-05F-65 | [7 empty] | In Back |  | #N/A
| MP-05M-65 | [7 empty] | In Back |  | #N/A
| MP-07F-65 | [7 empty] | In Back |  | #N/A
| MP-07M-65 | [7 empty] | In Back |  | #N/A
| MP-1F-65 | [7 empty] | In Back |  | #N/A
| MP-1F-65-AI | [7 empty] | In Back |  | #N/A
| MP-1F-65-P | [7 empty] | In Back |  | #N/A
| MP-1M-65 | [7 empty] | In Back |  | #N/A
| MP-1.5F-65 | [7 empty] | In Back |  | #N/A
| MP-1.5M-65 | [7 empty] | In Back |  | #N/A
| MP-2F-65 | [7 empty] | In Back |  | #N/A
| MP-2M-65 | [7 empty] | In Back |  | #N/A
| MP-4F-65 | [7 empty] | In Back |  | #N/A
| MP-4M-65 | [7 empty] | In Back |  | #N/A
| MP-05F-110-2M | [7 empty] | In Back |  | #N/A
| MP-05M-110-2M | [7 empty] | In Back |  | #N/A
| MP-1F-110-2M | [7 empty] | In Back |  | #N/A
| MP-1M-110-2M | [7 empty] | In Back |  | #N/A
| MP-1.5F-110-2M | [7 empty] | In Back |  | #N/A
| MP-1.5M-110-2M | [7 empty] | In Back |  | #N/A
| MP-2F-110-2M | [7 empty] | In Back |  | #N/A
| MP-2M-110-2M | [7 empty] | In Back |  | #N/A
| MP-047F-250 | [7 empty] | In Back |  | #N/A
| MP-047M-250 | [7 empty] | In Back |  | #N/A
| MP-1F-250 | [7 empty] | In Back |  | #N/A
| MP-1M-250 | [7 empty] | In Back |  | #N/A
| HR-08F-65 | [7 empty] | In Back |  | #N/A
| HR-1F-65 | [7 empty] | In Back |  | #N/A
| HR-2F-65 | [7 empty] | In Back |  | #N/A
| HR-4F-65 | [7 empty] | In Back |  | #N/A
| HR-6F-65 | [7 empty] | In Back |  | #N/A
| HR-8F-65 | [7 empty] | In Back |  | #N/A
| HR-04F-78 | [7 empty] | In Back |  | #N/A
| HR-05L2-71 | [7 empty] | In Back |  | #N/A
| HR-07F-71 | [7 empty] | In Back |  | #N/A
| HR-1F-71 | [7 empty] | In Back |  | #N/A
| HR-2F-71 | [7 empty] | In Back |  | #N/A
| HR-4F-71 | [7 empty] | In Back |  | #N/A
| HR-6F-71 | [7 empty] | In Back |  | #N/A
| HR-05F-110 | [7 empty] | In Back |  | #N/A
| HR-08F-110 | [7 empty] | In Back |  | #N/A
| HR-1F-110 | [7 empty] | In Back |  | #N/A
| HR-2F-110 | [7 empty] | In Back |  | #N/A
| HR-4F-100 | [7 empty] | In Back |  | #N/A
| HR-6F-110 | [7 empty] | In Back |  | #N/A
| TV-08F-65 | [7 empty] | In Back |  | #N/A
| TV-1F-65 | [7 empty] | In Back |  | #N/A
| TV-2F-65 | [7 empty] | In Back |  | #N/A
| TV-4F-65 | [7 empty] | In Back |  | #N/A
| TV-6F-65 | [7 empty] | In Back |  | #N/A
| TV-8F-65 | [7 empty] | In Back |  | #N/A
| TV-04F-78 | [7 empty] | In Back |  | #N/A
| TV-05L2 | [7 empty] | In Back |  | #N/A
| TV-05F | [7 empty] | In Back |  | #N/A
| TV-07F | [7 empty] | In Back |  | #N/A
| TV-1F | [7 empty] | In Back |  | #N/A
| TV-2F | [7 empty] | In Back |  | #N/A
| TV-4F | [7 empty] | In Back |  | #N/A
| TV-6F | [7 empty] | In Back |  | #N/A
| TV-05F-110 | [7 empty] | In Back |  | #N/A
| TV-1F-110 | [7 empty] | In Back |  | #N/A
| TV-2F-110 | [7 empty] | In Back |  | #N/A
| TV-4F-110 | [7 empty] | In Back |  | #N/A
| TV-5F-110 | [7 empty] | In Back |  | #N/A
| TV-6F-110 | [7 empty] | In Back |  | #N/A
| TV-05F-150 | [7 empty] | In Back |  | #N/A
| TV-05F-150P* | [7 empty] | In Back |  | #N/A
| TV-1F-150 | [7 empty] | In Back |  | #N/A
| TV-2F-150 | [7 empty] | In Back |  | #N/A
| TV-3F-150 | [7 empty] | In Back |  | #N/A
| TV-1F-220 | [7 empty] | In Back |  | #N/A
| TV-2F-220 | [7 empty] | In Back |  | #N/A
| TV-3F-220 | [7 empty] | In Back |  | #N/A
| TV-1F-290 | [7 empty] | In Back |  | #N/A
| TV-2F-290 | [7 empty] | In Back |  | #N/A
| TV-3F-290 | [7 empty] | In Back |  | #N/A
| TV-05F-400 | [7 empty] | In Back |  | #N/A
| TV-1F-400 | [7 empty] | In Back |  | #N/A
| TV-2F-400 | [7 empty] | In Back |  | #N/A
| TV-05F-800 | [7 empty] | In Back |  | #N/A
| TV-1F-800 | [7 empty] | In Back |  | #N/A
| TCL0300-FU | [7 empty] | In Back |  | #N/A
| TCL0450-FU | [7 empty] | In Back |  | #N/A
| TCL0600-FU | [7 empty] | In Back |  | #N/A
| TCL0750-FU | [7 empty] | In Back |  | #N/A
| TCL0300-MU | [7 empty] | In Back |  | #N/A
| TCL0450-MU | [7 empty] | In Back |  | #N/A
| TCL0600-MU | [7 empty] | In Back |  | #N/A
| TCL0750-MU | [7 empty] | In Back |  | #N/A
| TCL0200-F | [7 empty] | In Back |  | #N/A
| TCL0300-F | [7 empty] | In Back |  | #N/A
| TCL0400-F | [7 empty] | In Back |  | #N/A
| TCL0500-F | [7 empty] | In Back |  | #N/A
| TCL0200-M | [7 empty] | In Back |  | #N/A
| TCL0300-M | [7 empty] | In Back |  | #N/A
| TCL0400-M | [7 empty] | In Back |  | #N/A
| TCL0500-M | [7 empty] | In Back |  | #N/A
| TCL0145-F | [7 empty] | In Back |  | #N/A
| TCL0218-F | [7 empty] | In Back |  | #N/A
| TCL0291-F | [7 empty] | In Back |  | #N/A
| TCL0364-F | [7 empty] | In Back |  | #N/A
| TCL0145-M | [7 empty] | In Back |  | #N/A
| TCL0218-M | [7 empty] | In Back |  | #N/A
| TCL0291-M | [7 empty] | In Back |  | #N/A
| TCL0364-M | [7 empty] | In Back |  | #N/A
| TCL01150-F | [7 empty] | In Back |  | #N/A
| TCL01725-F | [7 empty] | In Back |  | #N/A
| TCL02300-F | [7 empty] | In Back |  | #N/A
| TCL02875-F | [7 empty] | In Back |  | #N/A
| TCL03L-3 | [7 empty] | In Back |  | #N/A
| TCL04L-3 | [7 empty] | In Back |  | #N/A
| TCL05L-3 | [7 empty] | In Back |  | #N/A
| TCL-1L | [7 empty] | In Back |  | #N/A
| TCL-2L | [7 empty] | In Back |  | #N/A
| TCL-4L | [7 empty] | In Back |  | #N/A
| TCL-6L | [7 empty] | In Back |  | #N/A
| VS-TCH2-65-LQL1 | [7 empty] | Middle |  | #N/A
| VS-TCH2-65CO-LQL1 | [7 empty] | Middle |  | #N/A
| VS-TCH4-65-LQL1 | [7 empty] | Middle |  | #N/A
| VS-THV1-110/S-LQL1 | [7 empty] | Middle |  | #N/A
| VS-THV1-110CO/S-LQL1 | [7 empty] | Middle |  | #N/A
| VS-THV2-110/S-LQL1 | [7 empty] | Middle |  | #N/A
| VS-THV2-110CO/S-LQL1 | [7 empty] | Middle |  | #N/A
| VS-TM10-55CO/S-LQL1 | [7 empty] | Middle |  | #N/A
| MTL-9011C-012 | [7 empty] | In Back |  | #N/A
| MTL-10011C-011 | [7 empty] | In Back |  | #N/A
| MTL-12011C-009 | [7 empty] | In Back |  | #N/A
| MTL-13511C-008 | [7 empty] | In Back |  | #N/A
| MTL-15011C-007 | [7 empty] | In Back |  | #N/A
| MTL-18011C-006 | [7 empty] | In Back |  | #N/A
| MTL-19511C-006 | [7 empty] | In Back |  | #N/A
| MTL-24011C-005 | [7 empty] | In Back |  | #N/A
| MTL-26511C-004 | [7 empty] | In Back |  | #N/A
| MTL-31011C-004 | [7 empty] | In Back |  | #N/A
| MTL-3518C-053 | [7 empty] | In Back |  | #N/A
| MTL-4518C-041 | [7 empty] | In Back |  | #N/A
| MTL-5518C-034 | [7 empty] | In Back |  | #N/A
| MTL-6518C-029 | [7 empty] | In Back |  | #N/A
| MTL-8018C-023 | [7 empty] | In Back |  | #N/A
| MTL-9018C-021 | [7 empty] | In Back |  | #N/A
| MTL-10018C-019 | [7 empty] | In Back |  | #N/A
| MTL-12018C-015 | [7 empty] | In Back |  | #N/A
| MTL-13518C-014 | [7 empty] | In Back |  | #N/A
| MTL-15018C-012 | [7 empty] | In Back |  | #N/A
| MTL-18018C-010 | [7 empty] | In Back |  | #N/A
| MTL-19518C-009 | [7 empty] | In Back |  | #N/A
| MTL-24018C-008 | [7 empty] | In Back |  | #N/A
| MTL-26518C-007 | [7 empty] | In Back |  | #N/A
| MTL-31018C-006 | [7 empty] | Middle |  | #N/A
| S5VPJ1860 | [7 empty] | Middle |  | #N/A
| S5VPJ5060 | [7 empty] | Middle |  | #N/A
| S5VPJ1565 | [7 empty] | Middle |  | #N/A
| S5VPJ6060 | [7 empty] | Middle |  | #N/A
| S5VPJ1260 | [7 empty] | Middle |  | #N/A
| S5VPJ3060 | [7 empty] | Middle |  | #N/A
| S5VPJ2660 | [7 empty] | Middle |  | #N/A
| S5VPJ2060 | [7 empty] | Middle |  | #N/A
| S5VPJ2898 | [7 empty] | Middle |  | #N/A
| S5VPJ1560 | [7 empty] | Middle |  | #N/A
| S5VPJ0625 | [7 empty] | Middle |  | #N/A
| S5VPJ0627 | [7 empty] | Middle |  | #N/A
| S5VPJ0422 | [7 empty] | Middle |  | #N/A
| S5VPJ0422/216 | [7 empty] | Middle |  | #N/A
| S5VPJ0426 | [7 empty] | Middle |  | #N/A
| S5VPJ0420 | [7 empty] | Middle |  | #N/A
Note on O3: Author: Shorter is usually possible by adding spacers between camera and lens
Note on L4: Author: For M42-mount lenses, the camera's flange to sensor distance is assumed at 12mm (e.g. Dalsa Genie TS)
Note on O4: Author: Shorter is usually possible by adding spacers between camera and lens

## Lists (hidden)
Data validation drop downs
Back to overview
Lens formats | Filter threads | Lens mounts | List price ranges
1/2.5" | None | C-mount | <100$
1/2.3" | M25.5x0.5 | S-mount | 100-200$
1/2" | M27x0.5 | M42-mount | 200-500$
1/1.8" | M30.5x0.5 | F-mount | 500-1000$
2/3" | Larger |  | 1000-2000$
1/1.2" |  | End of list | On Request
1" | End of list
1.1" |  |  | End of list
4/3"
30mm
60mm
End of list
Note on F4: Author: Not including male threads